## Shelf
PN | Name | Type | CH | I1/Imax (A) | System/Module Mode | Sub Mode | Size | Tray Qty | Battery_Connector_I_Name | Battery_Connector_V_Name | Battery_Connector_I_PN | Battery_Connector_V_PN | Battery_Connector_I_Qty | Battery_Connector_V_Qty | Aux_Connector_T_Name | Aux_Connector_V_Name | Aux_Connector_T_Qty | Aux_Connector_V_Qty | Aux_Connector_T_PN | Aux_Connector_V_PN | Price | Internal | Internal.1
433076 | MZTC-Multi Temperature Chamber-8CH-W12.5D19H25-for D10" | MZTC-10" | 1 |  | MZTC(no tray) | MZTC(no tray) | W12.5D19H25 | 8 | [12 empty] | 12100 | 711435 | 711435
441868 | MZTC-Multi Temperature Chamber-8CH-W12.5D15H22-for D7" | MZTC-7" | 1 |  | MZTC(no tray) | MZTC(no tray) | W12.5D15H22 | 8 | [12 empty] | 8660 | 614061 | 614061
446522 | MZTC-Multi Temperature Chamber-4CH-W12.5D19H25-for 10" | MZTC-10" (pending) |  |  | MZTC(no tray) | MZTC(no tray) | W12.5D19H25 | 4 | [12 empty] | 9900 | 947778 | 947778
455034 | MZOR-4 independent trays-5A/8CH-6U-W15D20H10.5 | MZOR | 8 | 5 | MZOR | MZOR* | W15D20H10.5 | 4 | 4P5.08PHNX-F |  | 194922 |  | 32 |  | 8P3.81WAGO-F |  | 8 | 8 | 459922 |  | 480 | 970185 | 970185
455036 | MZOR-4 independent trays-10A/4CH-6U-W15D20H10.5 | MZOR | 4 | 10 | MZOR | MZOR* | W15D20H10.5 | 4 | 4P5.08PHNX-F |  | 194922 |  | 16 |  | 8P3.81WAGO-F |  | 4 | 4 | 459922 |  | 413 | 970285 | 970285
455042 | MZOR Rack-4 independent trays-30A/4CH-6U-W15D20H10.5 | MZOR | 4 | 30 | MZOR | MZOR* | W15D20H10.5 | 4 | 2P10.16PHNX-F | 2P5.08PHNX-F | 388066 | 306130 | 16 | 16 | 8P3.81WAGO-F |  | 4 | 4 | 459922 |  | 900 | 970385 | 970385
455044 | MZOR Rack-4 independent trays-60A/2CH-6U-W15D20H10.5 | MZOR | 2 | 60 | MZOR | MZOR* | W15D20H10.5 | 4 | 2P10.16PHNX-F | 2P5.08PHNX-F | 388066 | 306130 | 8 | 8 | 8P3.81WAGO-F |  | 2 | 2 | 459922 |  | 766 | 970485 | 970485
455046 | MZOR-4 independent trays-200A/1CH-6U-W15D20H10.5 | MZOR | 1 | 200 | MZOR | MZOR* | W15D20H10.5 | 4 | Lug | 2P5.08PHNX-F |  | 306130 | 8 | 4 | 8P3.81WAGO-F |  | 1 | 1 | 459922 |  | 666 | 970486 | 970486
471270 | SBTR Tray-OTO-4CH-200A-Cylindrical cell | SBTR | 4 | 200 | SBTR | SBTR* |  | 4 | [12 empty] | 6333 | 1094727 | 1094727
471272 | SBTR Tray-OTO-12CH-50A | SBTR | 8 | 50 | SBTR | SBTR* |  | 8 | [12 empty] | 6893 | 1094728 | 1094728
471274 | SBTR Tray-OTO-16CH-30A | SBTR | 16 | 30 | SBTR | SBTR* |  | 1 | [12 empty] | 7926 | 1094729 | 1094729

## Rack
PN | Name | Type | CH | I1/Imax (A) | System/Module Mode | Sub Mode | Shelf Qty | Size | Price | Internal | Internal.1
431770 | MZTC Rack-2_MZTC-W23D30H52-without caster | MZTC-7" | 1 |  | MZTC Rack | MZTC Rack | 2 | W23D30H52 | 2860 | 681201 | 681201
431772 | MZTC Rack-3_MZTC-W23D30H74-without caster | MZTC-7" | 1 |  | MZTC Rack | MZTC Rack | 3 | W23D30H74 | 3410 | 677201 | 677201
431774 | MZTC Rack-4_MZTC-W44D30H52-without caster | MZTC-7" | 1 |  | MZTC Rack | MZTC Rack | 4 | W44D30H52 | 4130 | 673600 | 673600
431776 | MZTC Rack-6_MZTC-W44D30H74-without caster | MZTC-7" | 1 |  | MZTC Rack | MZTC Rack | 6 | W44D30H74 | 5680 | 685610 | 685610
432722 | Rack-6_MZTC-W44D30H82-without caster-for D10" | MZTC-10" | 1 |  | MZTC Rack | MZTC Rack | 6 | W44D30H82 | 5740 | 677002 | 677002
433050 | Rack-2_MZTC-W23D30H58-without caster-for D10" | MZTC-10" | 1 |  | MZTC Rack | MZTC Rack | 2 | W23D30H58 | 2900 | 711439 | 711439
433052 | Rack-3_MZTC-W23D30H82-without caster-for D10" | MZTC-10" | 1 |  | MZTC Rack | MZTC Rack | 3 | W23D30H82 | 3450 | 711440 | 711440
433054 | Rack-4_MZTC-W44D30H58-without caster-for D10" | MZTC-10" | 1 |  | MZTC Rack | MZTC Rack | 4 | W44D30H58 | 4200 | 711441 | 711441
454818 | Rack-4_MZOR/MZIR-W23D24H51 | MZOR | 1 |  | MZIR/MZOR Rack | MZIR/MZOR Rack | 4 | W23D24H51 | 2400 | 927969 | 927969
454820 | Rack-6_MZOR/MZIR-W23D24H71 | MZOR | 1 |  | MZIR/MZOR Rack | MZIR/MZOR Rack | 6 | W23D24H71 | 2670 | 927970 | 927970
454822 | Rack-8_MZIR-W44D24H51 | MZOR | 1 |  | MZIR/MZOR Rack | MZIR/MZOR Rack | 8 | W44D24H51 | 3640 | 927670 | 927670
454824 | Rack-12_MZOR/MZIR-W44D24H71 | MZOR | 1 |  | MZIR/MZOR Rack | MZIR/MZOR Rack | 1 | W44D24H71 | 4200 | 927869 | 927869
471080 | SBTR Chassis Assembly-4xSBTR(OTO-4CH-200A-TEC)-2C40U | SBTR | 16 | 200 | SBTR Chassis | SBTR Chassis | 4 |  | 20000 | 1086306 | 1086306
471288 | SBTR Chassis Assembly-4xSBTR(OTO-8CH-50A-TEC)-2C40U | SBTR | 32 | 50 | SBTR Chassis | SBTR Chassis | 4 |  | 20000 | 1094737 | 1094737
471290 | SBTR Chassis Assembly-4xSBTR(OTO-16CH-30A-TEC)-2C40U | SBTR | 64 | 30 | SBTR Chassis | SBTR Chassis | 4 |  | 20000 | 1094738 | 1094738

## Other
PN | Name | Type | Description | System/Module Mode | Sub Mode | Price | Internal | Internal.1
601832 | Gamry 5000P (EIS Galvanostat/ZRA) | EIS | EIS INTEGRATION WITH GAMRY INSTRUMENTS' 5000P A single channel Gamry system can interface with up to 4 I/V channel modules (each accommodating up to 64 channels), allowing the use of EIS measurements across channels. While the Gamry cannot perform EIS measurements across all channels simultaneously, it can perform EIS measurements on-demand, or sequentially, based on the test protocol. This charge includes: • Gamry Instruments Interface 5000P system (a single channel EIS system, capable of performing EIS from 10 µHz to 20kHz) • Max frequency of 100 kHz when integrating with Arbin cycler* • Gamry software • Full integration with the Arbin LBT system For more technical information on the Gamry Instruments 5000P, please see its respective data sheet: https://www.gamry.com/potentiostats/interface-5000p/ | Other | EIS | 7995 | 63625
602450 | Gamry 5000E (EIS Potentiostat/Galvanostat/ZRA) | EIS | EIS INTEGRATION WITH GAMRY INSTRUMENTS' 5000E A single channel Gamry system can interface with up to 4 I/V channel modules (each accommodating up to 64 channels), allowing the use of EIS measurements across channels. While the Gamry cannot perform EIS measurements across all channels simultaneously, it can perform EIS measurements on-demand, or sequentially, based on the test protocol. This charge includes: • Gamry Instruments Interface 5000E system (a single channel EIS system, capable of performing EIS from 10 µHz to 1 MHz) • Max frequency of 100 kHz when integrating with Arbin cycler* • Gamry software • Full integration with the Arbin LBT system For more technical information on the Gamry Instruments 5000E, please see its respective data sheet: https://www.gamry.com/potentiostats/interface-5000e/ | Other | EIS | 11000 | 107168
602580 | Gamry Ref 3000 (EIS Potentiostat/Galvanostat/ZRA) | EIS | EIS INTEGRATION WITH GAMRY INSTRUMENTS' REFERENCE 3000 A single channel Gamry system can interface with up to 4 I/V channel modules (each accommodating up to 64 channels), allowing the use of EIS measurements across channels. While the Gamry cannot perform EIS measurements across all channels simultaneously, it can perform EIS measurements on-demand, or sequentially, based on the test protocol. This charge includes: • Gamry Instruments Interface Ref 3000 system (a single channel EIS system, capable of performing EIS from 10 µHz to 1 MHz) • Max frequency of 100 kHz when integrating with Arbin cycler* • Gamry software • Full integration with the Arbin LBT system For more technical information on the Gamry Instruments Reference 3000, please see its respective data sheet: https://www.gamry.com/potentiostats/reference-3000/ | Other | EIS | 18500 | 112932
603556 | Gamry 1010E (EIS Potentiostat/Galvanostat/ZRA) | EIS | EIS INTEGRATION WITH GAMRY INSTRUMENTS' 1010E A single channel Gamry system can interface with up to 4 I/V channel modules (each accommodating up to 64 channels), allowing the use of EIS measurements across channels. While the Gamry cannot perform EIS measurements across all channels simultaneously, it can perform EIS measurements on-demand, or sequentially, based on the test protocol. This charge includes: • Gamry Instruments Interface 1010E system (a single channel EIS system, capable of performing EIS from 10 µHz to 2 MHz) • Max frequency of 100 kHz when integrating with Arbin cycler* • Gamry software • Full integration with the Arbin LBT system For more technical information on the Gamry Instruments 1010E, please see its respective data sheet: https://www.gamry.com/potentiostats/interface-1010e-potentiostat/ | Other | EIS | 9500 | 301674
604364 | Gamry 30K Booster | EIS | Gamry 30K Booster https://www.gamry.com/potentiostats/reference/reference-30k-booster/ Pair with Gamry Ref 3000, up to 20V30A EIS https://www.gamry.com/potentiostats/reference/reference-3000-and-30k-booster/ | Other | EIS | 8500 | 422088
604368 | --------------------------------------------------------------------------------------- | EIS | --------------------------------------------------------- | Other | EIS | 0
605680 | (China) Gamry Ref 3000 (EIS Potentiostat/Galvanostat/ZRA) | EIS | EIS INTEGRATION WITH GAMRY INSTRUMENTS' REFERENCE 3000 A single channel Gamry system can interface with up to 4 I/V channel modules (each accommodating up to 64 channels), allowing the use of EIS measurements across channels. While the Gamry cannot perform EIS measurements across all channels simultaneously, it can perform EIS measurements on-demand, or sequentially, based on the test protocol. This charge includes: * Gamry Instruments Interface Ref 3000 system (a single channel EIS system, capable of performing EIS from 10 µHz to 1 MHz) *Max frequency of 100 kHz when integrating with Arbin cycler* * Gamry software * Full integration with the Arbin LBT system For more technical information on the Gamry Instruments Reference 3000, please see its respective data sheet: https://www.gamry.com/potentiostats/reference-3000/ | Other | EIS | 20300 | 562268
605682 | (China) Gamry 1010E (EIS Potentiostat/Galvanostat/ZRA) | EIS | EIS INTEGRATION WITH GAMRY INSTRUMENTS' 1010E A single channel Gamry system can interface with up to 4 I/V channel modules (each accommodating up to 64 channels), allowing the use of EIS measurements across channels. While the Gamry cannot perform EIS measurements across all channels simultaneously, it can perform EIS measurements on-demand, or sequentially, based on the test protocol. This charge includes: * Gamry Instruments Interface 1010E system (a single channel EIS system, capable of performing EIS from 10 µHz to 2 MHz) *Max frequency of 100 kHz when integrating with Arbin cycler* * Gamry software * Full integration with the Arbin LBT system For more technical information on the Gamry Instruments 1010E, please see its respective data sheet: https://www.gamry.com/potentiostats/interface-1010e-potentiostat/ | Other | EIS | 12400 | 562269
605684 | (China) Gamry 5000P (EIS Potentiostat/Galvanostat/ZRA) | EIS | EIS INTEGRATION WITH GAMRY INSTRUMENTS' 5000P A single channel Gamry system can interface with up to 4 I/V channel modules (each accommodating up to 64 channels), allowing the use of EIS measurements across channels. While the Gamry cannot perform EIS measurements across all channels simultaneously, it can perform EIS measurements on-demand, or sequentially, based on the test protocol. This charge includes: * Gamry Instruments Interface 5000P system (a single channel EIS system, capable of performing EIS from 10 µHz to 20kHz) * Max frequency of 100 kHz when integrating with Arbin cycler* * Gamry software * Full integration with the Arbin LBT system For more technical information on the Gamry Instruments 5000P, please see its respective data sheet: https://www.gamry.com/potentiostats/interface-5000p/ | Other | EIS | 9125 | 562270
605686 | (China) Gamry 5000E (EIS Potentiostat/Galvanostat/ZRA) | EIS | EIS INTEGRATION WITH GAMRY INSTRUMENTS' 5000E A single channel Gamry system can interface with up to 4 I/V channel modules (each accommodating up to 64 channels), allowing the use of EIS measurements across channels. While the Gamry cannot perform EIS measurements across all channels simultaneously, it can perform EIS measurements on-demand, or sequentially, based on the test protocol. This charge includes: * Gamry Instruments Interface 5000E system (a single channel EIS system, capable of performing EIS from 10 µHz to 1 MHz) * Max frequency of 100 kHz when integrating with Arbin cycler* * Gamry software * Full integration with the Arbin LBT system For more technical information on the Gamry Instruments 5000E, please see its respective data sheet: https://www.gamry.com/potentiostats/interface-5000e/ | Other | EIS | 12400 | 562271
605698 | --------------------------------------------------------------------------------------- | EIS | --------------------------------------------------------------------------------------- | Other | EIS | 0
606558 | Gamry 3000AE (EIS Potentiostat/Galvanostat/ZRA) | EIS | Gamry 3000AE (EIS Potentiostat/Galvanostat/ZRA) | Other | EIS | 21000 | 1031912
606684 | Gamry Ref 620(EIS Potentiostat/Galvanostat/ZRA) | EIS | EIS INTEGRATION WITH GAMRY INSTRUMENTS' REFERENCE 620 A single channel Gamry system can interface with up to 4 I/V channel modules (each accommodating up to 64 channels), allowing the use of EIS measurements across channels. While the Gamry cannot perform EIS measurements across all channels simultaneously, it can perform EIS measurements on-demand, or sequentially, based on the test protocol. This charge includes: • Gamry Instruments Interface Ref 620 system (a single channel EIS system, capable of performing EIS from 10 µHz to 5 MHz) • Max frequency of 100 kHz when integrating with Arbin cycler* • Gamry software • Full integration with the Arbin LBT system For more technical information on the Gamry Instruments Reference 620, please see its respective data sheet: https://www.gamry.com/potentiostats/reference/reference-620/ | Other | EIS | 17600 | 1079902
920488 | EIS/ACIM Adapter boards & cables & EIS Integration Feature | EIS (Requirement) | EIS/ACIM Adapter boards & cables + Enable EIS Integration Feature These cables and boards multiplex up to 4 IV channel boards together with EIS device | Other | EIS | 1000 | 763475
443906 | 600A Shunt Expansion Box（Ver2112） | ACB | 600A Shunt Expansion Box（Ver2112） | Other | ACB | 5870 | 672102
444228 | ACB-100V/10V-200A/10A/1A/0.2A/0.02A/0.002A/0.0001A(Ver2201) | ACB | AUTO CALIBRATION SYSTEM (ACB) Provides automated current and voltage calibration for Arbin battery test systems. Includes built-in thermal regulation for precision shunt calibration, reducing manual intervention and ensuring high accuracy. NIST traceable to Arbin's ISO/IEC 17025:2017-certified laboratory. Voltage Ranges: 100V, 10V Current Ranges: 200A, 10A, 1A, 200mA, 20mA, 2mA, 100µA Chassis Dimension (WxDxH) (inch): 16x16x6 Single Phase Power Requirement: Voltage(VAC): 100~240 Max Power(VA): 230 Max Current/Phase(A): 3 Breaker(A): 10 | Other | ACB | 9470 | 680402
444230 | ACB-100V/10V-60A/10A/1A/0.2A/0.02A/0.002A/0.0001A(Ver2201) | ACB | AUTO CALIBRATION SYSTEM (ACB) Provides automated current and voltage calibration for Arbin battery test systems. Includes built-in thermal regulation for precision shunt calibration, reducing manual intervention and ensuring high accuracy. NIST traceable to Arbin's ISO/IEC 17025:2017-certified laboratory. Voltage Ranges: 100V, 10V Current Ranges: 60A, 10A, 1A, 200mA, 20mA, 2mA, 100µA Chassis Dimension (WxDxH) (inch): 16x16x6 Single Phase Power Requirement: Voltage(VAC): 100~240 Max Power(VA): 230 Max Current/Phase(A): 3 Breaker(A): 10 | Other | ACB | 9470 | 680501
922558 | ACB-10V-1A/0.2A/0.02A/0.002A/0.0001A(Ver2201) | ACB | AUTO CALIBRATION SYSTEM (ACB) Provides automated current and voltage calibration for Arbin battery test systems. Includes built-in thermal regulation for precision shunt calibration, reducing manual intervention and ensuring high accuracy. NIST traceable to Arbin's ISO/IEC 17025:2017-certified laboratory. Voltage Ranges: 100V, 10V Current Ranges: 1A, 200mA, 20mA, 2mA, 100µA Chassis Dimension (WxDxH) (inch): 16x16x6 Single Phase Power Requirement: Voltage(VAC): 100~240 Max Power(VA): 230 Max Current/Phase(A): 3 Breaker(A): 10 | Other | ACB | 5340 | 945677
924968 | AutoCAL cable & Adapter for Benchtop system | ACB-Benchtop | AutoCAL cable & Adapter for Benchtop system | Other | ACB | 200 | 1027407
924970 | AutoCAL cable & Adapter for large chassis | ACB-Standing | AutoCAL cable & Adapter for large chassis | Other | ACB | 1000 | 1027507
121145 | DEV-UPS-220 VAC | UPS | DEV-UPS-220 VAC | Others | UPS | 1040 | 22677
121152 | DEV-UPS-110-115 VAC | UPS | DEV-UPS-110-115 VAC | Others | UPS | 1040 | 22340
407988 | Tower Light-LCE-302FB-RYG | TowerLight | Tower Light-LCE-302FB-RYG | Others | TowerLight | 1000 | 428317
605544 | Basic Charge for Central Data Solutions (CDS) | Software |  |  |  | 7500 | 544200
605546 | CDS Add-on | Software |  |  |  | 1000 | 544201
605548 | Basic Charge for ArbinClient (Enhanced CMCS/CTI) | Software |  |  |  | 1000 | 544202
606544 | Database Administration Tool(DBA) Software (per installation) | Software |  |  |  | 1500 | 1029007
606546 | Schedule Migration Tool Software (per installation) | Software |  |  |  | 1500 | 1029008
606550 | Firmware Upgrade for MITS11 (per MCU) | Software |  |  |  | 200 | 1029010
606552 | MCU Replacement for Software Upgrade (per MCU) | Software |  |  |  | 1500 | 1029011
600005 | Software Kit | PC-Standing | for all floor standing systems |  |  | 4200 | 121216
600009 | Software Kit for benchtop system | PC-Benchtop | for benchtop systems |  |  | 2000 | 1058654
600031 | STANDARD EQUIPMENT CHARGES | PC-Standing | for all floor standing systems |  |  | 5700 | 557453
600034 | STANDARD EQUIPMENT CHARGES (I) | PC-Benchtop | for benchtop systems |  |  | 3000 | 557454
924434 | China Computer Kit | PC |  |  |  | 5700 | 1007989
605544 | Basic Charge for Central Data Solutions (CDS) | Add-on Software Feature | Enable Central Database Feature for 3 Cyclers |  |  | 7500 | 544200
605546 | CDS Add-on | Add-on Software Feature | Add extra cycler to existing Central Database Environment |  |  | 1000 | 544201
605548 | Basic Charge for ArbinClient (Enhanced CMCS/CTI) | Add-on Software Feature | per installation |  |  | 1000 | 544202
606544 | Database Administration Tool(DBA) Software (per installation) | Add-on Software Feature | Can be heavily discounted with >1 installation |  |  | 1500 | 1029007
606546 | Schedule Migration Tool Software (per installation) | Add-on Software Feature | Can be heavily discounted with >1 installation |  |  | 1500 | 1029008
606550 | Firmware Upgrade for MITS11 (per MCU) | Add-on Software Feature | $200 per MCU |  |  | 200 | 1029010
606552 | MCU Replacement for Software Upgrade (per MCU) | Add-on Software Feature | Please add SW Upgrade item together with this |  |  | 1500 | 1029011
Arbin Driver | Arbin Driver Feature for one IV system | Add-on Software Feature |  |  |  | 3000 | 1045831
Arbin EOL (MITS10/MITS11) | Basic Charge for Arbin EOL Solution for MITS10/MITS11 (First 3 cyclers) | Add-on Software Feature |  |  |  | 7500 | 1049348
EOL Add-on | EOL Add-on | Add-on Software Feature |  |  |  | 1000 | 1066759
MTCI Controller Development | MTCI Controller Development | Add-on Software Feature |  |  |  | 2000 | 1073276
Software Upgrade | Software Upgrade (per installation) | Add-on Software Feature |  |  |  | 2000 | 20144
System Trade-In | System Trade-In | Notes |  |  |  | 0 | 1046632
System Expansion | System Expansion | Notes |  |  |  | 0 | 1014493
Marketing Agreement | Marketing Agreement | Notes |  |  |  | 0 | 1018895
Standard Warranty | Standard Warranty | Notes |  |  |  | 0 | 405907
Notes to Customer | Notes to Customer | Notes |  |  |  | 0 | 627065
601772 | CSA (NRTL) PRELIMINARY FACTORY INSPECTION | Services |  |  |  | 7500 | 58237
601774 | CSA (NRTL) PRELIMINARY FACTORY INSPECTION & ON-SITE INSPECTION | Services |  |  |  | 15000 | 1083405
603786 | On-Site Training & Support 2 days [USA] | Services |  |  |  | 2600 | 358429
603788 | On-Site Training & Support 3 days [USA] | Services |  |  |  | 3400 | 358430
603790 | On-Site Training & Support 4 days [USA] | Services |  |  |  | 4200 | 358431
605122 | (SUPPORT ONLY) Enable one Aux Module Built-in CAN-BUS Function | Services | All Aux modules must be enabled together. $1000 per Module |  |  | 1000 | 481023
605124 | (SUPPORT ONLY) Enable one IV Module Built-in CAN-BUS Function | Services |  |  |  | 1000 | 1033713
606100 | AutoCalibration unit Recalibration Service (Shipping cost not included) | Services |  |  |  | 1600 | 763474
Engineering Fee | Engineering Fee | Services | specify task & recalculate price, $150/hour |  |  | 999999 | 1049949
Expansion-Auxiliary | Expansion-Auxiliary | Services |  |  |  | 0 | 1045029
Expansion-EIS | Expansion-EIS | Services |  |  |  | 0 | 1045030
Expansion-System | Expansion-System | Services |  |  |  | 0 | 1014493
Remote/Video Training Fee | Remote/Video Training Fee | Services | 1 day remove/video training |  |  | 1200 | 20140

## Cable
PN | Name | Cable Length (ft) | Series | Type | CH | I1/Imax (A) | V1/Vmax (V) | System/Module Mode | Sub Mode | Battery_Connector_I_Name | Battery_Connector_V_Name | Battery_Connector_I_Qty | Battery_Connector_V_Qty | Battery_Connector_I_PN | Battery_Connector_V_PN | Battery_Connector_AuxT_Name | Battery_Connector_AuxV_Name | Battery_Connector_AuxT_Qty | Battery_Connector_AuxV_Qty | Battery_Connector_AuxT_PN | Battery_Connector_AuxV_PN | IV_Connector_I_Name | IV_Connector_V_Name | IV_Connector_I_Qty | IV_Connector_V_Qty | IV_Connector_I_PN | IV_Connector_V_PN | System_Connector_AuxT_Name | System_Connector_AuxV_Name | System_Connector_AuxT_Qty | System_Connector_AuxV_Qty | System_Connector_AuxT_PN | System_Connector_AuxV_PN | Price | Internal | Internal.1
115048 | Aux Cable - MTCI DB9, 6ft | 6 | Part | Inventory Item | 1 |  |  | Aux Cable | Other Cable | [7 empty] | MTCI DB9 Male |  | 1 |  | MTCI DB9 Male | [7 empty] | MTCI DB9 Female |  | 1 |  | MTCI DB9 Female | 14 | 8306 | 8306
124008 | Aux Cable - Thermistor 10K Ohm, 6ft | 6 | Part | Assembly | 1 |  |  | Aux Cable | Temperature | [8 empty] | 1 |  | PT10k Sensor | [7 empty] | 2P3.5PHNX-F |  | 1 |  | 122770 |  | 150 | 30245 | 30245
140266 | Aux Cable - MTCI DB9, 25ft | 25 | Part | Inventory Item | 1 |  |  | Aux Cable | Other Cable | [7 empty] | MTCI DB9 Male |  | 1 |  | MTCI DB9 Male | [7 empty] | MTCI DB9 Female |  | 1 |  | MTCI DB9 Female | 70 | 8300 | 8300
173050 | Aux Cable - VL/DIDO, Alligator, 6ft | 6 | Part | Inventory Item | 1 |  |  | Aux Cable | DIDO/3D Aux-AO | [7 empty] | Alligator |  | 1 |  | 305474 | [7 empty] | 2P3.5PHNX-F |  | 1 |  | 122770 | 33 | 8304 | 8304
175602 | Aux Cable - 2nd Voltage, Alligator, HCM, 6ft | 6 | Part | Assembly | 1 |  |  | Aux Cable | 2nd Voltage | [7 empty] | Alligator |  | 1 |  | 305474 | [7 empty] | 2P5.08PHNX-F |  | 1 |  | 306130 | 35 | 1041320 | 1041320
178202 | Aux Cable - MTCI DB9, 10ft | 12 | Part | Inventory Item | 1 |  |  | Aux Cable | Other Cable | [7 empty] | MTCI DB9 Male |  | 1 |  | MTCI DB9 Male | [7 empty] | MTCI DB9 Female |  | 1 |  | MTCI DB9 Female | 16 | 6401 | 6401
205154 | I/V Cable-10A-6FT-IV phnx to algtr | 6 | Part | Assembly | 1 | 10 |  | IV Cable | Linear-10A | Alligator | Alligator | 2 | 2 | 305490 | 305490 | [6 empty] | 4P5.08PHNX-F |  | 1 |  | 306170 | [7 empty] | 87.55 | 987087 | 987087
205410 | Aux Cable - 2nd Voltage, Alligator, HCM, 12ft | 12 | Part | Assembly | 1 |  |  | Aux Cable | 2nd Voltage | [7 empty] | Alligator |  | 1 |  | 305474 | [7 empty] | 2P5.08PHNX-F |  | 1 |  | 306130 | 37 | 1041319 | 1041319
305954 | CONN-MC1.5/4-ST-3.5, same as 112763 |  | Part | Inventory Item |  |  |  | Aux Cable | Pressure | [9 empty] | 1 |  | It's a connector | [9 empty] | 1 |  | It's a connector | 5 | 14959 | 14959
320642 | I/V CABLE-1A-2m(6ft)-PH4P5.08F to algtr | 6 | Part | Assembly | 1 | 1 |  | IV Cable | Linear-1A | Alligator | Alligator | 2 | 2 | 305474 | 305474 | [6 empty] | 4P5.08PHNX-F |  | 1 |  | 194922 | [7 empty] | 101.08 | 892220 | 892220
331874 | I/V Cable-10A-12FT-IV phnx to algtr | 12 | Part | Assembly | 1 | 10 |  | IV Cable | Linear-10A | Alligator | Alligator | 2 | 2 | 305490 | 305490 | [6 empty] | 4P5.08PHNX-F |  | 1 |  | 306170 | [7 empty] | 126.63 | 968785 | 968785
348586 | I/V Cable-1A-12FT-IV phnx to algtr | 12 | Part | Assembly | 1 | 1 |  | IV Cable | Linear-1A | Alligator | Alligator | 2 | 2 | 305474 | 305474 | [6 empty] | 4P5.08PHNX-F |  | 1 |  | 194922 | [7 empty] | 107.08 | 998887 | 998887
355018 | I/V Cable-50A-6FT-I lug to lug-V phnx to algtr | 6 | Part | Assembly | 1 | 50 |  | IV Cable | Linear-50A | Lug | Alligator | 2 | 2 | 304938 | 305490 | [6 empty] | Lug | 2P5.08PHNX-F | 2 | 1 | 304938 | 306130 | [6 empty] | 169.99 | 970585 | 970585
355026 | I/V Cable-50A-12FT-I lug to lug-V phnx to algtr | 12 | Part | Assembly | 1 | 50 |  | IV Cable | Linear-50A | Lug | Alligator | 2 | 2 | 304938 | 305490 | [6 empty] | Lug | 2P5.08PHNX-F | 2 | 1 | 304938 | 306130 | [6 empty] | 204.37 | 934171 | 934171
355042 | I/V Cable-100A-6FT-I lug to lug-V phnx to algtr | 6 | Part | Assembly | 1 | 100 |  | IV Cable | Linear-100A | Lug | Alligator | 2 | 2 | 304826 | 305490 | [6 empty] | Lug | 2P5.08PHNX-F | 2 | 1 | 304826 | 306130 | [6 empty] | 199.96 | 864702 | 864702
355050 | I/V Cable-100A-12FT-I lug to lug-V phnx to algtr | 12 | Part | Assembly | 1 | 100 |  | IV Cable | Linear-100A | Lug | Alligator | 2 | 2 | 304826 | 305490 | [6 empty] | Lug | 2P5.08PHNX-F | 2 | 1 | 304826 | 306130 | [6 empty] | 442.48 | 864703 | 864703
370530 | I/V Cable-50A-20FT-I lug to lug-V phnx to algtr | 20 | Part | Assembly | 1 | 50 |  | IV Cable | Linear-50A | Lug | Alligator | 2 | 2 | 304938 | 305490 | [6 empty] | Lug | 2P5.08PHNX-F | 2 | 1 | 304938 | 306130 | [6 empty] | 242.2 | 1037717 | 1037717
394930 | I/V cable-50A-6FT-I phnx to lug-V phnx to algtr | 6 | Part | Assembly | 1 | 50 |  | IV Cable | Linear-50A | Lug | Alligator | 2 | 2 | 304938 | 305490 | [6 empty] | 2P10.16PHNX-F | 2P5.08PHNX-F | 1 | 1 | 388066 | 306130 | [6 empty] | 192.61 | 1037718 | 1037718
398778 | I/V cable-4CH-60A-6FT-I phnx to lug-V phnx to algtr | 6 | Part | Assembly | 4 | 60 | 300 | IV Cable | Linear-60A | Lug | Alligator | 8 | 8 | 304938 | 305490 | [6 empty] | 8P10.16PHNX-F | 8P3.81PHNX-F | 1 | 1 | 374578 | 136858 | [6 empty] | 733.84 | 70525 | 70525
398778 | I/V cable-4CH-60A-6FT-I phnx to lug-V phnx to algtr | 6 | Part | Assembly | 4 | 60 | 300 | IV Cable | Linear-60A | Lug | Alligator | 8 | 8 | 304938 | 305490 | [6 empty] | 8P10.16PHNX-F | 8P3.81PHNX-F | 1 | 1 | 374578 | 136858 | [6 empty] | 733.84 | 70525 | 70525
398778 | I/V cable-4CH-60A-6FT-I phnx to lug-V phnx to algtr | 6 | Part | Assembly | 4 | 60 | 300 | IV Cable | Linear-60A | Lug | Alligator | 8 | 8 | 304938 | 305490 | [6 empty] | 8P10.16PHNX-F | 8P3.81PHNX-F | 1 | 1 | 374578 | 136858 | [6 empty] | 733.84 | 70525 | 70525
398778 | I/V cable-4CH-60A-6FT-I phnx to lug-V phnx to algtr | 6 | Part | Assembly | 4 | 60 | 300 | IV Cable | Linear-60A | Lug | Alligator | 8 | 8 | 304938 | 305490 | [6 empty] | 8P10.16PHNX-F | 8P3.81PHNX-F | 1 | 1 | 374578 | 136858 | [6 empty] | 733.84 | 70525 | 70525
398778 | I/V cable-4CH-60A-6FT-I phnx to lug-V phnx to algtr | 6 | Part | Assembly | 4 | 60 | 300 | IV Cable | Linear-60A | Lug | Alligator | 8 | 8 | 304938 | 305490 | [6 empty] | 8P10.16PHNX-F | 8P3.81PHNX-F | 1 | 1 | 374578 | 136858 | [6 empty] | 733.84 | 70525 | 70525
398778 | I/V cable-4CH-60A-6FT-I phnx to lug-V phnx to algtr | 6 | Part | Assembly | 4 | 60 | 300 | IV Cable | Linear-60A | Lug | Alligator | 8 | 8 | 304938 | 305490 | [6 empty] | 8P10.16PHNX-F | 8P3.81PHNX-F | 1 | 1 | 374578 | 136858 | [6 empty] | 733.84 | 70525 | 70525
398778 | I/V cable-4CH-60A-6FT-I phnx to lug-V phnx to algtr | 6 | Part | Assembly | 4 | 60 | 300 | IV Cable | Linear-60A | Lug | Alligator | 8 | 8 | 304938 | 305490 | [6 empty] | 8P10.16PHNX-F | 8P3.81PHNX-F | 1 | 1 | 374578 | 136858 | [6 empty] | 733.84 | 70525 | 70525
398778 | I/V cable-4CH-60A-6FT-I phnx to lug-V phnx to algtr | 6 | Part | Assembly | 4 | 60 | 300 | IV Cable | Linear-60A | Lug | Alligator | 8 | 8 | 304938 | 305490 | [6 empty] | 8P10.16PHNX-F | 8P3.81PHNX-F | 1 | 1 | 374578 | 136858 | [6 empty] | 733.84 | 70525 | 70525
398970 | I/V cable-4CH-60A-12FT-I phnx to lug-V phnx to algtr | 12 | Part | Assembly | 4 | 60 | 300 | IV Cable | Linear-60A | Lug | Alligator | 8 | 8 | 304938 | 305490 | [6 empty] | 8P10.16PHNX-F | 8P3.81PHNX-F | 1 | 1 | 374578 | 136858 | [6 empty] | 871.42 | 70526 | 70526
398970 | I/V cable-4CH-60A-12FT-I phnx to lug-V phnx to algtr | 12 | Part | Assembly | 4 | 60 | 300 | IV Cable | Linear-60A | Lug | Alligator | 8 | 8 | 304938 | 305490 | [6 empty] | 8P10.16PHNX-F | 8P3.81PHNX-F | 1 | 1 | 374578 | 136858 | [6 empty] | 871.42 | 70526 | 70526
398970 | I/V cable-4CH-60A-12FT-I phnx to lug-V phnx to algtr | 12 | Part | Assembly | 4 | 60 | 300 | IV Cable | Linear-60A | Lug | Alligator | 8 | 8 | 304938 | 305490 | [6 empty] | 8P10.16PHNX-F | 8P3.81PHNX-F | 1 | 1 | 374578 | 136858 | [6 empty] | 871.42 | 70526 | 70526
398970 | I/V cable-4CH-60A-12FT-I phnx to lug-V phnx to algtr | 12 | Part | Assembly | 4 | 60 | 300 | IV Cable | Linear-60A | Lug | Alligator | 8 | 8 | 304938 | 305490 | [6 empty] | 8P10.16PHNX-F | 8P3.81PHNX-F | 1 | 1 | 374578 | 136858 | [6 empty] | 871.42 | 70526 | 70526
398970 | I/V cable-4CH-60A-12FT-I phnx to lug-V phnx to algtr | 12 | Part | Assembly | 4 | 60 | 300 | IV Cable | Linear-60A | Lug | Alligator | 8 | 8 | 304938 | 305490 | [6 empty] | 8P10.16PHNX-F | 8P3.81PHNX-F | 1 | 1 | 374578 | 136858 | [6 empty] | 871.42 | 70526 | 70526
398970 | I/V cable-4CH-60A-12FT-I phnx to lug-V phnx to algtr | 12 | Part | Assembly | 4 | 60 | 300 | IV Cable | Linear-60A | Lug | Alligator | 8 | 8 | 304938 | 305490 | [6 empty] | 8P10.16PHNX-F | 8P3.81PHNX-F | 1 | 1 | 374578 | 136858 | [6 empty] | 871.42 | 70526 | 70526
398970 | I/V cable-4CH-60A-12FT-I phnx to lug-V phnx to algtr | 12 | Part | Assembly | 4 | 60 | 300 | IV Cable | Linear-60A | Lug | Alligator | 8 | 8 | 304938 | 305490 | [6 empty] | 8P10.16PHNX-F | 8P3.81PHNX-F | 1 | 1 | 374578 | 136858 | [6 empty] | 871.42 | 70526 | 70526
398970 | I/V cable-4CH-60A-12FT-I phnx to lug-V phnx to algtr | 12 | Part | Assembly | 4 | 60 | 300 | IV Cable | Linear-60A | Lug | Alligator | 8 | 8 | 304938 | 305490 | [6 empty] | 8P10.16PHNX-F | 8P3.81PHNX-F | 1 | 1 | 374578 | 136858 | [6 empty] | 871.42 | 70526 | 70526
404912 | I/V Cable-1A-6FT-IV phnx to phnx | 6 | Part | Assembly | 1 | 1 |  | Holder Cable | Holder Cable-1A | 4P5.08PHNX-M |  | 1 |  | 305834 | [7 empty] | 4P5.08PHNX-F |  | 1 |  | 194922 | [7 empty] | 96.71 | 911456 | 911456
405876 | PCA-LBT2108HC V_CONNECT Ver.A (PCB:405690) |  | Part_invisible | Inventory Item | 1 |  |  | Aux Cable | Auto Cal | [24 empty] | 37.27 | 350407 | 350407
405878 | PCA-LBT2108HC I_CONNECT Ver.A (PCB:405688) |  | Part_invisible | Inventory Item | 1 |  |  | Aux Cable | Auto Cal | [24 empty] | 81.13 | 350406 | 350406
408662 | Aux Cable-PT100-P0.BT252012.PB4L4000-ClassA(Range(-50)~200?)-12FT-Maserac-4P Phoenix plug | 12 | Part | Assembly | 1 |  |  | Aux Cable | Temperature | [8 empty] | 1 |  | PT100 Sensor | [7 empty] | 4P3.5PHNX-F |  | 1 |  | 305954 |  | 131 | 1017795 | 1017795
409206 | I/V Cable-25A-6FT-I lug to lug-V phnx to algtr | 6 | Part | Assembly | 1 | 25 | 300 | IV Cable | Linear-25A | Lug | Alligator | 2 | 2 | 392858 | 305490 | [6 empty] | Lug | 2P5.08PHNX-F | 2 | 1 | 392858 | 306130 | [6 empty] | 144.58 | 260833 | 260833
409640 | Ethernet cable-1m-BK |  | Part | SMB | 1 |  |  | SMB | SMB | [7 empty] | RJ45 |  | 1 | [9 empty] | RJ45 |  | 1 |  |  | 9.67 | 535981 | 535981
409644 | Ethernet cable-2m-BK |  | Part | SMB | 1 |  |  | SMB | SMB | [7 empty] | RJ45 |  | 1 | [9 empty] | RJ45 |  | 1 |  |  | 13.33 | 406524 | 406524
410240 | Cable-AutoCAL V Connector-2*0.75mm^2-0.5m(1V+,2V-) |  | Part_invisible | Assembly | 1 |  |  | Aux Cable | Auto Cal | [24 empty] | 7.47 | 869808 | 869808
410564 | I/V Cable-4CH-5A-6FT-IV phnx to algtr | 6 | Part | Assembly | 4 | 5 | 300 | IV Cable | Linear-5A | Alligator | Alligator | 8 | 8 | 305490 | 305490 | [6 empty] | 16P3.81PHNX-F |  | 1 |  | 381546 | [7 empty] | 428.52 | 315313 | 315313
410566 | I/V Cable-4CH-5A-12FT-IV phnx to algtr | 12 | Part | Assembly | 4 | 5 | 300 | IV Cable | Linear-5A | Alligator | Alligator | 8 | 8 | 305490 | 305490 | [6 empty] | 16P3.81PHNX-F |  | 1 |  | 381546 | [7 empty] | 484.47 | 315314 | 315314
410568 | I/V Cable-4CH-5A-20FT-IV phnx to algtr | 20 | Part | Assembly | 4 | 5 | 300 | IV Cable | Linear-5A | Alligator | Alligator | 8 | 8 | 305490 | 305490 | [6 empty] | 16P3.81PHNX-F |  | 1 |  | 381546 | [7 empty] | 546.06 | 315315 | 315315
410570 | I/V Cable-4CH-5A-30FT-IV phnx to algt | 30 | Part | Assembly | 4 | 5 | 300 | IV Cable | Linear-5A | Alligator | Alligator | 8 | 8 | 305490 | 305490 | [6 empty] | 16P3.81PHNX-F |  | 1 |  | 381546 | [7 empty] | 652.41 | 315316 | 315316
410574 | I/V Cable-25A-30FT-I lug to lug-V phnx to algtr | 30 | Part | Assembly | 1 | 25 | 300 | IV Cable | Linear-25A | Lug | Alligator | 2 | 2 | 392858 | 305490 | [6 empty] | Lug | 2P5.08PHNX-F | 2 | 1 | 392858 | 306130 | [6 empty] | 208.51 | 315318 | 315318
410576 | I/V Cable-50A-30FT-I lug to lug-V phnx to algtr | 30 | Part | Assembly | 1 | 50 | 300 | IV Cable | Linear-50A | Lug | Alligator | 2 | 2 | 304938 | 305490 | [6 empty] | Lug | 2P5.08PHNX-F | 2 | 1 | 304938 | 306130 | [6 empty] | 307.54 | 315319 | 315319
410580 | I/V cable-4CH-60A-30FT-I phnx to lug-V phnx to algtr | 30 | Part | Assembly | 4 | 60 | 300 | IV Cable | Linear-60A | Lug | Alligator | 8 | 8 | 304938 | 305490 | [6 empty] | 8P10.16PHNX-F | 8P3.81PHNX-F | 1 | 1 | 374578 | 136858 | [6 empty] | 1284.13 | 315321 | 315321
410582 | I/V Cable-200A-30FT-I lug to lug-V phnx to algtr | 30 | Part | Assembly | 1 | 200 |  | IV Cable | Linear-200A | Lug | Alligator | 2 | 2 | 315058 | 305490 | [6 empty] | Lug | 2P5.08PHNX-F | 2 | 1 | 315058 | 306130 | [6 empty] | 2676.07 | 315322 | 315322
410584 | I/V Cable-300A-30FT-I lug to lug-V phnx to algtr | 30 | Part | Assembly | 1 | 300 |  | IV Cable | Linear-300A | Lug | Alligator | 2 | 2 | 304986 | 305490 | [6 empty] | Lug | 2P5.08PHNX-F | 2 | 1 | 304986 | 306130 | [6 empty] | 3949 | 315323 | 315323
410586 | I/V Cable-500A-6FT-I lug to lug-V phnx to algtr | 6 | Part | Assembly | 1 | 500 |  | IV Cable | Linear-500A | Copper Bar | Alligator | 2 | 2 | 913036 | 305490 | [6 empty] | Lug | 2P5.08PHNX-F | 2 | 1 | 304986 | 306130 | [6 empty] | 623.42 | 315324 | 315324
410588 | I/V Cable-500A-30FT-I lug to lug-V phnx to algtr | 30 | Part | Assembly | 1 | 500 |  | IV Cable | Linear-500A | Copper Bar | Alligator | 2 | 2 | 913036 | 305490 | [6 empty] | Lug | 2P5.08PHNX-F | 2 | 1 | 304986 | 306130 | [6 empty] | 4069.61 | 315325 | 315325
410888 | I/V Cable-4CH-5A-3FT-I phnx to phnx-V phnx to phnx | 3 | Part | Assembly | 4 | 5 | 300 | MZTC Cable/Holder Cable | MZTC Cable/Holder Cable-5A | 4P5.08PHNX-F |  | 4 |  | 306170 | [7 empty] | 16P3.81PHNX-F |  | 1 |  | 381546 | [7 empty] | 288.17 | 315330 | 315330
410890 | I/V Cable-4CH-5A-6FT-I phnx to phnx-V phnx to phnx | 6 | Part | Assembly | 4 | 5 | 300 | MZTC Cable/Holder Cable | MZTC Cable/Holder Cable-5A | 4P5.08PHNX-F |  | 4 |  | 306170 | [7 empty] | 16P3.81PHNX-F |  | 1 |  | 381546 | [7 empty] | 316.16 | 315331 | 315331
410892 | I/V Cable-4CH-5A-12FT-I phnx to phnx-V phnx to phnx | 12 | Part | Assembly | 4 | 5 | 300 | MZTC Cable/Holder Cable | MZTC Cable/Holder Cable-5A | 4P5.08PHNX-F |  | 4 |  | 306170 | [7 empty] | 16P3.81PHNX-F |  | 1 |  | 381546 | [7 empty] | 372.11 | 315332 | 315332
410894 | I/V Cable-10A-3FT-IV phnx to phnx | 3 | Part | Assembly | 1 | 10 | 300 | MZIR/MZOR Cable/MZTC Cable/Holder Cable | MZIR/MZOR Cable-10A/MZTC Cable-10A/Holder Cable-10A | 4P5.08PHNX-F |  | 1 |  | 306170 | [7 empty] | 4P5.08PHNX-F |  | 1 |  | 306170 | [7 empty] | 77.57 | 315333 | 315333
410896 | I/V Cable-10A-6FT-IV phnx to phnx | 6 | Part | Assembly | 1 | 10 | 300 | MZIR/MZOR Cable/MZTC Cable/Holder Cable | MZIR/MZOR Cable-10A/MZTC Cable-10A/Holder Cable-10A | 4P5.08PHNX-F |  | 1 |  | 306170 | [7 empty] | 4P5.08PHNX-F |  | 1 |  | 306170 | [7 empty] | 84.56 | 381412 | 381412
410898 | I/V Cable-10A-12FT-IV phnx to phnx | 12 | Part | Assembly | 1 | 10 | 300 | MZIR/MZOR Cable/MZTC Cable/Holder Cable | MZIR/MZOR Cable-10A/MZTC Cable-10A/Holder Cable-10A | 4P5.08PHNX-F |  | 1 |  | 306170 | [7 empty] | 4P5.08PHNX-F |  | 1 |  | 306170 | [7 empty] | 98.54 | 315335 | 315335
410936 | I/V Cable-100A-6FT-I lug to lug-V phnx to Ring | 6 | Part | Assembly | 1 | 100 |  | Holder Cable | Holder Cable-100A | Lug | Ring | 2 | 2 | 304826 | 305114 | [6 empty] | Lug | 2P5.08PHNX-F | 2 | 1 | 304826 | 306130 | [6 empty] | 164.28 | 315349 | 315349
410938 | I/V Cable-100A-12FT-I lug to lug-V phnx to Ring | 12 | Part | Assembly | 1 | 100 |  | Holder Cable | Holder Cable-100A | Lug | Ring | 2 | 2 | 304826 | 305114 | [6 empty] | Lug | 2P5.08PHNX-F | 2 | 1 | 304826 | 306130 | [6 empty] | 406.8 | 315350 | 315350
410940 | I/V Cable-100A-20FT-I lug to lug-V phnx to Ring | 20 | Part | Assembly | 1 | 100 |  | Holder Cable | Holder Cable-100A | Lug | Ring | 2 | 2 | 304826 | 305114 | [6 empty] | Lug | 2P5.08PHNX-F | 2 | 1 | 304826 | 306130 | [6 empty] | 612.6 | 315351 | 315351
410942 | I/V CABLE-200A-6FT-2xT70-8&PH2P5.08Fto 2xT70-8&2xRing-4 | 6 | Part | Assembly | 1 | 200 |  | Holder Cable | Holder Cable-200A | Lug | Ring | 2 | 2 | 315058 | 305114 | [6 empty] | Lug | 2P5.08PHNX-F | 2 | 1 | 315058 | 306130 | [6 empty] | 255.45 | 315352 | 315352
410944 | I/V Cable-200A-12FT-I lug to lug-V phnx to Ring | 12 | Part | Assembly | 1 | 200 |  | Holder Cable | Holder Cable-200A | Lug | Ring | 2 | 2 | 315058 | 305114 | [6 empty] | Lug | 2P5.08PHNX-F | 2 | 1 | 315058 | 306130 | [6 empty] | 506.43 | 315353 | 315353
410946 | I/V Cable-200A-20FT-I Lug to Lug-V Phnx to Ring | 20 | Part | Assembly | 1 | 200 |  | Holder Cable | Holder Cable-200A | Lug | Ring | 2 | 2 | 315058 | 305114 | [6 empty] | Lug | 2P5.08PHNX-F | 2 | 1 | 315058 | 306130 | [6 empty] | 1143 | 315354 | 315354
410948 | I/V Cable-300A-6FT-I lug to lug-V phnx to Ring | 6 | Part | Assembly | 1 | 300 |  | Holder Cable | Holder Cable-300A | Lug | Ring | 2 | 2 | 304986 | 305114 | [6 empty] | Lug | 2P5.08PHNX-F | 2 | 1 | 304986 | 306130 | [6 empty] | 317.22 | 315355 | 315355
410950 | I/V Cable-300A-12FT-I lug to lug-V phnx to Ring | 12 | Part | Assembly | 1 | 300 |  | Holder Cable | Holder Cable-300A | Lug | Ring | 2 | 2 | 304986 | 305114 | [6 empty] | Lug | 2P5.08PHNX-F | 2 | 1 | 304986 | 306130 | [6 empty] | 798.42 | 315356 | 315356
410952 | I/V Cable-300A-20FT-I lug to lug-V phnx to Ring | 20 | Part | Assembly | 1 | 300 |  | Holder Cable | Holder Cable-300A | Lug | Ring | 2 | 2 | 304986 | 305114 | [6 empty] | Lug | 2P5.08PHNX-F | 2 | 1 | 304986 | 306130 | [6 empty] | 1706.19 | 315357 | 315357
410980 | I/V Cable-4CH-60A-6FT-IV phnx to lug | 6 | Part | Assembly | 4 | 60 |  | Holder Cable | Holder Cable-60A | Lug | Ring | 2 | 2 | 304938 | 305114 | [6 empty] | 8P10.16PHNX-F | 8P3.81PHNX-F | 1 | 1 | 374578 | 136858 | [6 empty] | 586.32 | 316122 | 316122
410982 | I/V Cable-4CH-60A-12FT-IV phnx to lug | 12 | Part | Assembly | 4 | 60 |  | Holder Cable | Holder Cable-60A | Lug | Ring | 2 | 2 | 304938 | 305114 | [6 empty] | 8P10.16PHNX-F | 8P3.81PHNX-F | 1 | 1 | 374578 | 136858 | [6 empty] | 723.9 | 911557 | 911557
410984 | I/V Cable-4CH-60A-20FT-IV phnx to lug | 20 | Part | Assembly | 4 | 60 |  | Holder Cable | Holder Cable-60A | Lug | Ring | 2 | 2 | 304938 | 305114 | [6 empty] | 8P10.16PHNX-F | 8P3.81PHNX-F | 1 | 1 | 374578 | 136858 | [6 empty] | 875.22 | 316123 | 316123
410988 | I/V Cable-4CH-10A-6FT-I phnx to phnx-V phnx to phnx | 6 | Part | Assembly | 4 | 10 | 300 | MZIR/MZOR Cable/MZTC Cable/Holder Cable | MZIR/MZOR Cable-10A/MZTC Cable-10A/Holder Cable-10A | 4P5.08PHNX-F |  | 4 |  | 306170 | [7 empty] | 8P10.16PHNX-F | 8P3.81PHNX-F | 1 | 1 | 374578 | 136858 | [6 empty] | 436.13 | 316017 | 316017
410990 | I/V Cable-4CH-10A-12FT-I phnx to phnx-V phnx to phnx | 12 | Part | Assembly | 4 | 10 | 300 | MZIR/MZOR Cable/MZTC Cable/Holder Cable | MZIR/MZOR Cable-10A/MZTC Cable-10A/Holder Cable-10A | 4P5.08PHNX-F |  | 4 |  | 306170 | [7 empty] | 8P10.16PHNX-F | 8P3.81PHNX-F | 1 | 1 | 374578 | 136858 | [6 empty] | 492.11 | 316018 | 316018
410992 | I/V Cable-4CH-10A-20FT-I phnx to phnx-V phnx to phnx | 20 | Part | Assembly | 4 | 10 | 300 | MZIR/MZOR Cable/MZTC Cable/Holder Cable | MZIR/MZOR Cable-10A/MZTC Cable-10A/Holder Cable-10A | 4P5.08PHNX-F |  | 4 |  | 306170 | [7 empty] | 8P10.16PHNX-F | 8P3.81PHNX-F | 1 | 1 | 374578 | 136858 | [6 empty] | 553.67 | 316019 | 316019
411008 | I/V Cable-4CH-10A-30FT-IV phnx to algtr | 30 | Part | Assembly | 4 | 10 | 300 | IV Cable | Linear-10A | Alligator | Alligator | 8 | 8 | 305490 | 305490 | [6 empty] | 8P10.16PHNX-F | 8P3.81PHNX-F | 1 | 1 | 374578 | 136858 | [6 empty] | 545.19 | 316016 | 316016
411092 | I/V Cable-10A-6FT-IV phnx to phnx | 6 | Part | Assembly | 1 | 10 |  | Holder Cable | Holder Cable-10A | 4P5.08PHNX-M |  | 1 |  | 305834 | [7 empty] | 4P5.08PHNX-F |  | 1 |  | 306170 | [7 empty] | 95.24 | 931570 | 931570
411158 | I/V Cable-1A-3FT-PH4P5.08F to PH4P5.08F | 3 | Part | Assembly | 1 | 1 |  | MZIR/MZOR Cable/MZTC Cable | MZIR/MZOR Cable-1A/MZTC Cable-1A | 4P5.08PHNX-F |  | 1 |  | 194922 | [7 empty] | 4P5.08PHNX-F |  | 1 |  | 194922 | [7 empty] | 74.7028 | 1037719 | 1037719
411160 | I/V Cable-1A-6FT-IV phnx to phnx | 6 | Part | Assembly | 1 | 1 |  | MZIR/MZOR Cable/MZTC Cable | MZIR/MZOR Cable-1A/MZTC Cable-1A | 4P5.08PHNX-F |  | 1 |  | 194922 | [7 empty] | 4P5.08PHNX-F |  | 1 |  | 194922 | [7 empty] | 77.72 | 916860 | 916860
411162 | I/V Cable-1A-12FT-PH4P5.08F to PH4P5.08F | 12 | Part | Assembly | 1 | 1 |  | MZIR/MZOR Cable/MZTC Cable | MZIR/MZOR Cable-1A/MZTC Cable-1A | 4P5.08PHNX-F |  | 1 |  | 194922 | [7 empty] | 4P5.08PHNX-F |  | 1 |  | 194922 | [7 empty] | 83.72 | 1037720 | 1037720
411196 | I/V Cable-10A-12FT-IV phnx to phnx | 12 | Part | Assembly | 1 | 10 |  | Holder Cable | Holder Cable-10A | 4P5.08PHNX-M |  | 1 |  | 305834 | [7 empty] | 4P5.08PHNX-F |  | 1 |  | 306170 | [7 empty] | 109.22 | 409888 | 409888
411276 | I/V-10A-6FT-IV phnx to algr | 6 | Part | Assembly | 1 | 10 | 300 | IV Cable | Linear-10A | Alligator | Alligator | 2 | 2 | 305490 | 305490 | [6 empty] | 6P5.08PHNX-F |  | 1 |  | 316538 | [7 empty] | 123.18 | 941572 | 941572
411278 | I/V Cable-10A-12FT-IV phnx to algtr | 12 | Part | Assembly | 1 | 10 | 300 | IV Cable | Linear-10A | Alligator | Alligator | 2 | 2 | 305490 | 305490 | [6 empty] | 6P5.08PHNX-F |  | 1 |  | 316538 | [7 empty] | 140.76 | 360956 | 360956
411280 | I/V Cable-10A-20FT-IV phnx to algtr | 20 | Part | Assembly | 1 | 10 | 300 | IV Cable | Linear-10A | Alligator | Alligator | 2 | 2 | 305490 | 305490 | [6 empty] | 6P5.08PHNX-F |  | 1 |  | 316538 | [7 empty] | 160.08 | 360957 | 360957
413398 | I/V Cable-4CH-30A-6FT-IV phnx to algtr | 6 | Part | Assembly | 4 | 30 | 300 | IV Cable | Linear-30A | Lug | Alligator | 8 | 8 | 392858 | 305490 | [6 empty] | 8P10.16PHNX-F | 8P3.81PHNX-F | 1 | 1 | 374578 | 136858 | [6 empty] | 649.18 | 360963 | 360963
413400 | I/V Cable-4CH-30A-12FT-IV phnx to algtr | 12 | Part | Assembly | 4 | 30 | 300 | IV Cable | Linear-30A | Lug | Alligator | 8 | 8 | 392858 | 305490 | [6 empty] | 8P10.16PHNX-F | 8P3.81PHNX-F | 1 | 1 | 374578 | 136858 | [6 empty] | 713.11 | 360964 | 360964
413402 | I/V Cable-4CH-30A-20FT-IV phnx to algtr | 20 | Part | Assembly | 4 | 30 | 300 | IV Cable | Linear-30A | Lug | Alligator | 8 | 8 | 392858 | 305490 | [6 empty] | 8P10.16PHNX-F | 8P3.81PHNX-F | 1 | 1 | 374578 | 136858 | [6 empty] | 783.43 | 360965 | 360965
413404 | I/V Cable-4CH-30A-30FT-IV phnx to algtr | 30 | Part | Assembly | 4 | 30 | 300 | IV Cable | Linear-30A | Lug | Alligator | 8 | 8 | 392858 | 305490 | [6 empty] | 8P10.16PHNX-F | 8P3.81PHNX-F | 1 | 1 | 374578 | 136858 | [6 empty] | 904.9 | 360966 | 360966
413406 | I/V Cable-10A-30FT-IV phnx to algtr | 30 | Part | Assembly | 1 | 10 | 300 | IV Cable | Linear-10A | Alligator | Alligator | 2 | 2 | 305490 | 305490 | [6 empty] | 6P5.08PHNX-F |  | 1 |  | 316538 | [7 empty] | 193.47 | 360958 | 360958
413414 | I/V Cable-4CH-30A-6FT-I phnx to phnx-V phnx to phnx | 6 | Part | Assembly | 4 | 30 | 300 | MZIR/MZOR Cable/MZTC Cable/Holder Cable | MZIR/MZOR Cable-30A/MZTC Cable-30A/Holder Cable-30A | 2P10.16PHNX-F | 2P5.08PHNX-F | 4 | 4 | 388066 | 306130 | [6 empty] | 8P10.16PHNX-F | 8P3.81PHNX-F | 1 | 1 | 374578 | 136858 | [6 empty] | 546.5964 | 390080 | 390080
413416 | I/V Cable-30A-12FT-PH8P10.16F&8P3.81F to (PH2P10.16F&2P5.08F)x4 | 12 | Part | Assembly | 4 | 30 |  | MZIR/MZOR Cable/MZTC Cable/Holder Cable | MZIR/MZOR Cable-30A/MZTC Cable-30A/Holder Cable-30A | 2P10.16PHNX-F | 2P5.08PHNX-F | 4 | 4 | 388066 | 306130 | [6 empty] | 8P10.16PHNX-F | 8P3.81PHNX-F | 1 | 1 | 374578 | 136858 | [6 empty] | 600.3828 | 1037722 | 1037722
413418 | I/V Cable-30A-20FT-PH8P10.16F&8P3.81F to (PH2P10.16F&2P5.08F)x4 | 20 | Part | Assembly | 4 | 30 |  | MZIR/MZOR Cable/MZTC Cable/Holder Cable | MZIR/MZOR Cable-30A/MZTC Cable-30A/Holder Cable-30A | 2P10.16PHNX-F | 2P5.08PHNX-F | 4 | 4 | 388066 | 306130 | [6 empty] | 8P10.16PHNX-F | 8P3.81PHNX-F | 1 | 1 | 374578 | 136858 | [6 empty] | 661.9538 | 1037723 | 1037723
413420 | I/V Cable-4CH-60A-6FT-I phnx to phnx-V phnx to phnx | 6 | Part | Assembly | 4 | 60 |  | MZIR/MZOR Cable/MZTC Cable/Holder Cable | MZIR/MZOR Cable-60A/MZTC Cable-60A/Holder Cable-60A | 2P10.16PHNX-F | 2P5.08PHNX-F | 4 | 4 | 388066 | 306130 | [6 empty] | 8P10.16PHNX-F | 8P3.81PHNX-F | 1 | 1 | 374578 | 136858 | [6 empty] | 694.95 | 932171 | 932171
413422 | I/V Cable-4CH-60A-12FT-I phnx to phnx-V phnx to phnx | 12 | Part | Assembly | 4 | 60 |  | MZIR/MZOR Cable/MZTC Cable/Holder Cable | MZIR/MZOR Cable-60A/MZTC Cable-60A/Holder Cable-60A | 2P10.16PHNX-F | 2P5.08PHNX-F | 4 | 4 | 388066 | 306130 | [6 empty] | 8P10.16PHNX-F | 8P3.81PHNX-F | 1 | 1 | 374578 | 136858 | [6 empty] | 832.53 | 964084 | 964084
413424 | I/V Cable-4CH-60A-20FT-I phnx to phnx-V phnx to phnx | 20 | Part | Assembly | 4 | 60 |  | MZIR/MZOR Cable/MZTC Cable/Holder Cable | MZIR/MZOR Cable-60A/MZTC Cable-60A/Holder Cable-60A | 2P10.16PHNX-F | 2P5.08PHNX-F | 4 | 4 | 388066 | 306130 | [6 empty] | 8P10.16PHNX-F | 8P3.81PHNX-F | 1 | 1 | 374578 | 136858 | [6 empty] | 983.85 | 1005489 | 1005489
413426 | I/V Cable-60A-6FT-I Lug to phnx-V phnx to phnx | 6 | Part | Assembly | 1 | 60 | 300 | MZIR/MZOR Cable/MZTC Cable/Holder Cable | MZIR/MZOR Cable-60A/MZTC Cable-60A/Holder Cable-60A | 2P10.16PHNX-F | 2P5.08PHNX-F | 1 | 1 | 388066 | 306130 | [6 empty] | Lug | 2P5.08PHNX-F | 2 | 1 | 304938 | 306130 | [6 empty] | 156.15 | 482928 | 482928
413428 | I/V Cable-60A-12FT-I Lug to phnx-V phnx to phnx | 12 | Part | Assembly | 1 | 60 |  | MZIR/MZOR Cable/MZTC Cable/Holder Cable | MZIR/MZOR Cable-60A/MZTC Cable-60A/Holder Cable-60A | 2P10.16PHNX-F | 2P5.08PHNX-F | 1 | 1 | 388066 | 306130 | [6 empty] | Lug | 2P5.08PHNX-F | 2 | 1 | 304938 | 306130 | [6 empty] | 190.53 | 499280 | 499280
413430 | I/V Cable-60A-20FT-I Lug to phnx-V phnx to phnx | 20 | Part | Assembly | 1 | 60 | 300 | MZIR/MZOR Cable/MZTC Cable/Holder Cable | MZIR/MZOR Cable-60A/MZTC Cable-60A/Holder Cable-60A | 2P10.16PHNX-F | 2P5.08PHNX-F | 1 | 1 | 388066 | 306130 | [6 empty] | Lug | 2P5.08PHNX-F | 2 | 1 | 304938 | 306130 | [6 empty] | 228.36 | 482930 | 482930
413474 | I/V Cable-4CH-5A-20FT-I phnx to phnx-V phnx to phnx | 20 | Part | Assembly | 4 | 5 | 300 | MZTC Cable/Holder Cable | MZTC Cable/Holder Cable-5A | 4P5.08PHNX-F |  | 4 |  | 306170 | [7 empty] | 16P3.81PHNX-F |  | 1 |  | 381546 | [7 empty] | 433.7 | 492576 | 492576
413476 | I/V Cable-10A-20FT-PH4P5.08F to PH4P5.08F | 20 | Part | Assembly | 1 | 10 |  | MZIR/MZOR Cable/MZTC Cable/Holder Cable | MZIR/MZOR Cable-10A/MZTC Cable-10A/Holder Cable-10A | 4P5.08PHNX-F |  | 1 |  | 306170 | [7 empty] | 4P5.08PHNX-F |  | 1 |  | 306170 | [7 empty] | 113.96 | 1037721 | 1037721
413482 | I/V Cable-100A-30FT-I Lug to Lug-V Phnx to Ring | 30 | Part | Assembly | 1 | 100 |  | Holder Cable | Holder Cable-100A | Lug | Ring | 2 | 2 | 304826 | 305114 | [6 empty] | Lug | 2P5.08PHNX-F | 2 | 1 | 304826 | 306130 | [6 empty] | 1363.17 | 1037725 | 1037725
413484 | I/V Cable-200A-30FT-I Lug to Lug-V Phnx to Ring | 30 | Part | Assembly | 1 | 200 |  | Holder Cable | Holder Cable-200A | Lug | Ring | 2 | 2 | 315058 | 305114 | [6 empty] | Lug | 2P5.08PHNX-F | 2 | 1 | 315058 | 306130 | [6 empty] | 2640.39 | 1037726 | 1037726
414154 | I/V Cable-1A-20FT-IV phnx to phnx | 20 | Part | Assembly | 1 | 1 |  | Holder Cable | Holder Cable-1A | 4P5.08PHNX-M |  | 1 |  | 305834 | [7 empty] | 4P5.08PHNX-F |  | 1 |  | 194922 | [7 empty] | 115.64 | 492567 | 492567
414254 | I/V Cable-1A-20FT-IV phnx to phnx | 20 | Part | Assembly | 1 | 1 | 300 | MZIR/MZOR Cable/MZTC Cable | MZIR/MZOR Cable-1A/MZTC Cable-1A | 4P5.08PHNX-F |  | 1 |  | 194922 | [7 empty] | 4P5.08PHNX-F |  | 1 |  | 194922 | [7 empty] | 90.34 | 492667 | 492667
414256 | I/V Cable-4CH-1A-6FT-I phnx to phnx-V phnx to phnx | 6 | Part | Assembly | 4 | 1 |  | MZTC Cable | MZTC Cable-1A | 4P5.08PHNX-F |  | 4 |  | 194922 | [7 empty] | 16P3.81PHNX-F |  | 1 |  | 381546 | [7 empty] | 275.72 | 996787 | 996787
414258 | I/V Cable-4CH-1A-12FT-I phnx to phnx-V phnx to phnx | 12 | Part | Assembly | 4 | 1 | 300 | MZTC Cable | MZTC Cable-1A | 4P5.08PHNX-F |  | 4 |  | 194922 | [7 empty] | 16P3.81PHNX-F |  | 1 |  | 381546 | [7 empty] | 299.78 | 492668 | 492668
414260 | I/V Cable-4CH-1A-20FT-I phnx to phnx-V phnx to phnx | 20 | Part | Assembly | 4 | 1 | 300 | MZTC Cable | MZTC Cable-1A | 4P5.08PHNX-F |  | 4 |  | 194922 | [7 empty] | 16P3.81PHNX-F |  | 1 |  | 381546 | [7 empty] | 326.24 | 492669 | 492669
414622 | Ethernet cable-5m-BK |  | Part | SMB | 1 |  |  | SMB | SMB | [7 empty] | RJ45 |  | 1 | [9 empty] | RJ45 |  | 1 |  |  | 23.33 | 446290 | 446290
416592 | Aux Cable-PT100-P0.BT252012.PB4L2000-ClassA(Range(-50)~200?)-6FT-Maserac-4P Phoenix plug | 6 | Part | Assembly | 1 |  |  | Aux Cable | Temperature | [8 empty] | 1 |  | PT100 Sensor | [7 empty] | 4P3.5PHNX-F |  | 1 |  | 305954 |  | 119 | 399858 | 399858
417694 | I/V Cable-10A-6FT-IV phnx to phnx | 6 | Part | Assembly | 1 | 10 | 300 | MZTC/MZIR Cable | MZTC/MZIR Cable | 6P5.08PHNX-F |  | 1 |  | 316538 | [7 empty] | 6P5.08PHNX-F |  | 1 |  | 316538 | [7 empty] | 100 | 412314 | 412314
417696 | I/V Cable-10A-12FT-IV phnx to phnx | 12 | Part | Assembly | 1 | 10 | 300 | MZTC/MZIR Cable | MZTC/MZIR Cable | 6P5.08PHNX-F |  | 1 |  | 316538 | [7 empty] | 6P5.08PHNX-F |  | 1 |  | 316538 | [7 empty] | 114 | 463769 | 463769
417698 | I/V Cable-10A-20FT-IV phnx to phnx | 20 | Part | Assembly | 1 | 10 | 300 | MZTC/MZIR Cable | MZTC/MZIR Cable | 6P5.08PHNX-F |  | 1 |  | 316538 | [7 empty] | 6P5.08PHNX-F |  | 1 |  | 316538 | [7 empty] | 144 | 492673 | 492673
418360 | I/V Cable-10A-3FT-IV phnx to phnx | 3 | Part | Assembly | 1 | 10 |  | Holder Cable | Holder Cable-10A | 4P5.08PHNX-M |  | 1 |  | 305834 | [7 empty] | 4P5.08PHNX-F |  | 1 |  | 306170 | [7 empty] | 102.23 | 454305 | 454305
418778 | Aux Cable-12ft-External Temperature Cable-PT100 to MZTC | 12 | Part | Assembly | 1 |  |  | Aux Cable | Temperature | [6 empty] | 2P3.81PHNX-F |  | 1 |  | 322466 | [7 empty] | 4P3.5PHNX-F |  | 1 |  | 305954 |  | 78 | 541286 | 541286
418780 | Aux Cable-20ft-External Temperature Cable-PT100 to MZTC | 20 | Part | Assembly | 1 |  | 300 | Aux Cable | Temperature | [6 empty] | 2P3.81PHNX-F |  | 1 |  | 322466 | [7 empty] | 4P3.5PHNX-F |  | 1 |  | 305954 |  | 95 | 466983 | 466983
418920 | Aux Cable-6ft-External 2ndVH Cable-Aux-2ndVH to MZTC | 6 | Part | Assembly | 1 |  | 300 | Aux Cable | 2nd Voltage | [7 empty] | 2P3.81PHNX-F |  | 1 |  | 322466 | [7 empty] | 2P5.08PHNX-F |  | 1 |  | 306130 | 26 | 486949 | 486949
418922 | Aux Cable-12ft-External 2ndVH Cable-Aux-2ndVH to MZTC | 12 | Part | Assembly | 1 |  | 300 | Aux Cable | 2nd Voltage | [7 empty] | 2P3.81PHNX-F |  | 1 |  | 322466 | [7 empty] | 2P5.08PHNX-F |  | 1 |  | 306130 | 28 | 467283 | 1118161
418924 | Aux Cable-20ft-External 2ndVH Cable-Aux-2ndVH to MZTC | 20 | Part | Assembly | 1 |  | 300 | Aux Cable | 2nd Voltage | [7 empty] | 2P3.81PHNX-F |  | 1 |  | 322466 | [7 empty] | 2P5.08PHNX-F |  | 1 |  | 306130 | 38 | 467284 | 467284
418926 | Cable-Aux-2ndVH for MZTC-10inch | 1 | Part | Assembly | 1 |  |  | MZTC Cable | MZTC Aux Cable | [7 empty] | Alligator |  | 1 |  | 305474 | [7 empty] | 2P 2.54mm Molex |  | 1 |  | 122978 | 54.56 | 486948 | 486948
424890 | Aux Cable-Voltage Measurement-VL/DIDO-20FT | 20 | Part | Assembly | 1 |  |  | Aux Cable | DIDO/3D Aux-AO | [7 empty] | Alligator |  | 1 |  | 305474 | [7 empty] | 2P3.5PHNX-F |  | 1 |  | 122770 | 38 | 458650 | 458650
426002 | PCA-Voltage adapter board-1 to 2(PCB:425572) |  | Part_invisible | Assembly | 1 |  |  | Aux Cable | Auto Cal | [24 empty] | 14.27 | 547825 | 547825
426078 | Aux Cable-VL/DIDO-30FT-PH2P3.5ST to algtr | 30 | Part | Assembly | 1 |  |  | Aux Cable | DIDO/3D Aux-AO | [7 empty] | Alligator |  | 1 |  | 305474 | [7 empty] | 2P3.5PHNX-F |  | 1 |  | 122770 | 42 | 770803 | 770803
428884 | Cable-100A-AutoCAL I Connector-2*35mm^2-0.3m-Lug to Lug |  | Part_invisible | Assembly | 1 |  |  | Aux Cable | Auto Cal | [24 empty] | 35.67 | 907852 | 907852
428888 | Cable-100A-AutoCAL I Connector-0.8m-Lug to Lug |  | Part_invisible | Assembly | 1 |  |  | Aux Cable | Auto Cal | [24 empty] | 64.8 | 907850 | 907850
428890 | Cable-ACB/ACIM V Connector-0.8m-2*0.75mm^2-PH2P5.08F to PH2P5.08F(1V+,2V-) |  | Part_unusable | Assembly | 1 |  |  | Aux Cable | Auto Cal | [24 empty] | 7.67 | 907851 | 907851
429188 | BOX-Channel parallel connection-2CH |  | Part | Assembly | 2 |  |  | IV Cable | Junction Box | [24 empty] | 454 | 541589 | 541589
429190 | BOX-Channel parallel connection-4CH |  | Part | Assembly | 4 |  |  | IV Cable | Junction Box | [24 empty] | 908 | 541689 | 541689
429192 | BOX-Channel parallel connection-double boxes-8CH (Including positive and negative box) |  | Part | Assembly | 8 |  |  | IV Cable | Junction Box | [24 empty] | 1820 | 541690 | 541690
429194 | BOX-Channel parallel connection-double boxes-16CH(Including positive and negative box) |  | Part | Assembly | 16 |  |  | IV Cable | Junction Box | [24 empty] | 2134 | 541691 | 541691
429302 | Cable-200A-AutoCAL I Connector-0.3m-Lug to Lug |  | Part_unusable | Assembly | 1 |  |  | Aux Cable | Auto Cal | [24 empty] | 60.4 | 907854 | 907854
429306 | Cable-200A-AutoCAL I Connector-2*70mm^2-0.8m-T70-8 to T70-8 |  | Part_unusable | Assembly | 1 |  |  | Aux Cable | Auto Cal | [24 empty] | 132.8 | 907853 | 907853
431406 | Cable-IV Terminal to ACB System I&V Connector-10A-3ft-2*2.5mm^2&2*0.75mm^2-PH5P5.08F to PH4P5.08F |  | Part_unusable | Assembly | 1 |  |  | Aux Cable | Auto Cal | [24 empty] | 58.87 | 700324 | 700324
431420 | Ethernet cable-8m-BK |  | Part | SMB | 1 |  |  | SMB | SMB | [7 empty] | RJ45 |  | 1 | [9 empty] | RJ45 |  | 1 |  |  | 28.85 | 695818 | 695818
431706 | I/V Cable-4CH-60A-30FT-I phnx to lug-8-V phnx to Ring-8 | 30 | Part | Assembly | 4 | 60 |  | Holder Cable | Holder Cable-60A | Lug | Ring | 2 | 2 | 304938 | 305114 | [6 empty] | 8P10.16PHNX-F | 8P3.81PHNX-F | 1 | 1 | 374578 | 136858 | [6 empty] | 1136.61 | 590912 | 590912
432992 | I/V Cable-500A-20FT-I lug to lug-V phnx to algtr | 20 | Part | Assembly | 1 | 500 |  | IV Cable | Linear-500A | Copper Bar | Alligator | 2 | 2 | 913036 | 305490 | [6 empty] | Lug | 2P5.08PHNX-F | 2 | 1 | 304986 | 306130 | [6 empty] | 2653.91 | 748053 | 748053
440504 | Aux Cable-2ndV-HIR-6FT-PH2P5.08STF to banana | 6 | Part | Assembly | 1 |  |  | Aux Cable | 2nd Voltage | [7 empty] | 4mm Banana Plug |  | 1 |  | 107714 | [7 empty] | 2P5.08PHNX-F |  | 1 |  | 306130 | 45 | 576796 | 576796
442702 | PCA-ACB/ACIM Connect board 12U-(PH5P5.08M)-(PCB:429864) |  | Part_unusable | Assembly | 1 |  |  | Aux Cable | Auto Cal | [24 empty] | 123.8 | 640889 | 640889
442860 | Cable-AutoCAL/ACIM-2*0.5mm^2&2*1mm^2-0.7m |  | Part_unusable | Assembly | 1 |  |  | Aux Cable | Auto Cal | [24 empty] | 92.33 | 665803 | 665803
443300 | PCA-LBT21084HC _I_CONNECT_PCB_BUS Ver.C(PCB:443294) |  | Part_unusable | Assembly | 1 |  |  | Aux Cable | Auto Cal | [24 empty] | 82.2 | 677901 | 677901
443302 | PCA-LBT21084HC _V_CONNECT_ PCB_BUSVer.C(PCB:443296) |  | Part_unusable | Assembly | 1 |  |  | Aux Cable | Auto Cal | [24 empty] | 44.53 | 678001 | 678001
447304 | I/V Cable-10A-6FT-PH4P5.08F&PH2P5.08F to PH6P5.08F | 6 | Part | Assembly | 1 | 10 |  | MZTC Cable | MZTC Cable-10A | 4P5.08PHNX-F |  | 1 |  | 306170 |  |  | 2P5.08PHNX-F |  | 1 |  | 306130 | 6P5.08PHNX-F |  | 1 |  | 316538 | [7 empty] | 188.16 | 780412 | 780412
447306 | I/V Cable-10A-12FT-PH4P5.08F&PH2P5.08F to PH6P5.08F | 12 | Part | Assembly | 1 | 10 |  | MZTC Cable | MZTC Cable-10A | 4P5.08PHNX-F | 2P3.81PHNX-F | 1 |  | 306170 | 322466 | [6 empty] | 6P5.08PHNX-F |  | 1 |  | 316538 | [7 empty] | 204.15 | 780512 | 780512
453584 | Cable-LBT2108HC Terminal to AutoCAL System Connector-2*15mm^2&2*0.75mm^2-2m(VerC) |  | Part_unusable | Assembly | 1 |  |  | Aux Cable | Auto Cal | [24 empty] | 239.2 | 869809 | 869809
453586 | Cable-IV Terminal to ACB System I&V Connector-100A-2m-2*35mm^2&2*0.75mm^2-Lug&PH2P5.08F to Plug&PH2P5.08F |  | Part_unusable | Assembly | 1 |  |  | Aux Cable | Auto Cal | [24 empty] | 363.27 | 875113 | 875113
454132 | I/V cable-4CH-10A-6FT-I 8P7.62phnx to algt-V 8P3.81phnx to algtr | 6 | Part | Assembly | 4 | 10 |  | IV Cable | Linear-10A | Alligator | Alligator | 8 | 8 | 305490 | 305490 | [6 empty] | 8P7.62PHNX-F | 8P3.81PHNX-F | 1 | 1 | 366098 | 136858 | [6 empty] | 487.89 | 907964 | 907964
454166 | I/V cable-4CH-10A-12FT-I 8P7.62phnx to algt-V 8P3.81phnx to algtr | 12 | Part | Assembly | 4 | 10 |  | IV Cable | Linear-10A | Alligator | Alligator | 8 | 8 | 305490 | 305490 | [6 empty] | 8P7.62PHNX-F | 8P3.81PHNX-F | 1 | 1 | 366098 | 136858 | [6 empty] | 543.87 | 907965 | 907965
454168 | I/V cable-4CH-10A-20FT-I 8P7.62phnx to algt-V 8P3.81phnx to algtr | 20 | Part | Assembly | 4 | 10 |  | IV Cable | Linear-10A | Alligator | Alligator | 8 | 8 | 305490 | 305490 | [6 empty] | 8P7.62PHNX-F | 8P3.81PHNX-F | 1 | 1 | 366098 | 136858 | [6 empty] | 605.43 | 907966 | 907966
454170 | I/V cable-4CH-10A-30FT-I 8P7.62phnx to algt-V 8P3.81phnx to algtr | 30 | Part | Assembly | 4 | 10 |  | IV Cable | Linear-10A | Alligator | Alligator | 8 | 8 | 305490 | 305490 | [6 empty] | 8P7.62PHNX-F | 8P3.81PHNX-F | 1 | 1 | 366098 | 136858 | [6 empty] | 711.78 | 907967 | 907967
454180 | I/V cable-4CH-10A-6FT-I 8P7.62phnx-V 8P3.81phnx to 4P5.08phnx | 6 | Part | Assembly | 4 | 10 |  | MZIR/MZOR Cable/MZTC Cable/Holder Cable | MZIR/MZOR Cable-10A/MZTC Cable-10A/Holder Cable-10A | 4P5.08PHNX-F |  | 4 |  | 306170 | [7 empty] | 8P7.62PHNX-F | 8P3.81PHNX-F | 1 | 1 | 366098 | 136858 | [6 empty] | 377.72 | 876413 | 876413
454182 | I/V cable-4CH-10A-12FT-I 8P7.62phnx-V 8P3.81phnx to 4P5.08Fphnx | 12 | Part | Assembly | 4 | 10 |  | MZIR/MZOR Cable/MZTC Cable/Holder Cable | MZIR/MZOR Cable-10A/MZTC Cable-10A/Holder Cable-10A | 4P5.08PHNX-F |  | 4 |  | 306170 | [7 empty] | 8P7.62PHNX-F | 8P3.81PHNX-F | 1 | 1 | 366098 | 136858 | [6 empty] | 433.7 | 952380 | 952380
454184 | I/V cable-4CH-10A-20FT-I 8P7.62phnx-V 8P3.81phnx to 4P5.08Fphnx | 20 | Part | Assembly | 4 | 10 |  | MZIR/MZOR Cable/MZTC Cable/Holder Cable | MZIR/MZOR Cable-10A/MZTC Cable-10A/Holder Cable-10A | 4P5.08PHNX-F |  | 4 |  | 306170 | [7 empty] | 8P7.62PHNX-F | 8P3.81PHNX-F | 1 | 1 | 366098 | 136858 | [6 empty] | 495.26 | 1018606 | 1018606
454186 | I/V cable-4CH-10A-30FT-I 8P7.62phnx-V 8P3.81phnx to 4P5.08Fphnx | 30 | Part | Assembly | 4 | 10 |  | MZIR/MZOR Cable/MZTC Cable/Holder Cable | MZIR/MZOR Cable-10A/MZTC Cable-10A/Holder Cable-10A | 4P5.08PHNX-F |  | 4 |  | 306170 | [7 empty] | 8P7.62PHNX-F | 8P3.81PHNX-F | 1 | 1 | 366098 | 136858 | [6 empty] | 601.61 | 1018607 | 1018607
454250 | I/V cable-4CH-1A-6FT-I 8P7.62phnx to algt-V 8P3.81phnx to algtr | 6 | Part | Assembly | 4 | 1 |  | IV Cable | Linear-1A | Alligator | Alligator | 8 | 8 | 305474 | 305474 | [6 empty] | 8P7.62PHNX-F | 8P3.81PHNX-F | 1 | 1 | 366098 | 136858 | [6 empty] | 413.22 | 907956 | 907956
454252 | I/V cable-4CH-1A-12FT-I 8P7.62phnx to algt-V 8P3.81phnx to algtr | 12 | Part | Assembly | 4 | 1 |  | IV Cable | Linear-1A | Alligator | Alligator | 8 | 8 | 305474 | 305474 | [6 empty] | 8P7.62PHNX-F | 8P3.81PHNX-F | 1 | 1 | 366098 | 136858 | [6 empty] | 439.68 | 907957 | 907957
454254 | I/V cable-4CH-1A-20FT-I 8P7.62phnx to algt-V 8P3.81phnx to algtr | 20 | Part | Assembly | 4 | 1 |  | IV Cable | Linear-1A | Alligator | Alligator | 8 | 8 | 305474 | 305474 | [6 empty] | 8P7.62PHNX-F | 8P3.81PHNX-F | 1 | 1 | 366098 | 136858 | [6 empty] | 463.74 | 907958 | 907958
454256 | I/V cable-4CH-1A-30FT-I 8P7.62phnx to algt-V 8P3.81phnx to algtr | 30 | Part | Assembly | 4 | 1 |  | IV Cable | Linear-1A | Alligator | Alligator | 8 | 8 | 305474 | 305474 | [6 empty] | 8P7.62PHNX-F | 8P3.81PHNX-F | 1 | 1 | 366098 | 136858 | [6 empty] | 509.44 | 907959 | 907959
454258 | I/V cable-4CH-20A-6FT-I 8P7.62phnx to Lug-V 8P3.81phnx to algtr | 6 | Part | Assembly | 4 | 20 |  | IV Cable | Linear-20A | Ring | Alligator | 8 | 8 | 304898 | 305490 | [6 empty] | 8P7.62PHNX-F | 8P3.81PHNX-F | 1 | 1 | 366098 | 136858 | [6 empty] | 573.49 | 907972 | 907972
454260 | I/V cable-4CH-20A-12FT-I 8P7.62phnx to Lug-V 8P3.81phnx to algtr | 12 | Part | Assembly | 4 | 20 |  | IV Cable | Linear-20A | Ring | Alligator | 8 | 8 | 304898 | 305490 | [6 empty] | 8P7.62PHNX-F | 8P3.81PHNX-F | 1 | 1 | 366098 | 136858 | [6 empty] | 618.43 | 907973 | 907973
454262 | I/V cable-4CH-20A-20FT-I 8P7.62phnx to Lug-V 8P3.81phnx to algtr | 20 | Part | Assembly | 4 | 20 |  | IV Cable | Linear-20A | Ring | Alligator | 8 | 8 | 304898 | 305490 | [6 empty] | 8P7.62PHNX-F | 8P3.81PHNX-F | 1 | 1 | 366098 | 136858 | [6 empty] | 670.27 | 907974 | 907974
454264 | I/V cable-4CH-20A-30FT-I 8P7.62phnx to Lug-V 8P3.81phnx to algtr | 30 | Part | Assembly | 4 | 20 |  | IV Cable | Linear-20A | Ring | Alligator | 8 | 8 | 304898 | 305490 | [6 empty] | 8P7.62PHNX-F | 8P3.81PHNX-F | 1 | 1 | 366098 | 136858 | [6 empty] | 763.57 | 907975 | 907975
454266 | Main I/V Cable, 50A Max, 6' (2m) Length, One cable shared across 3CH • Termination 1: I-Phoenix-6P-10.16F, V-Phoenix-6P-3.81F • Termination 2: I-Ring Terminals, V-Alligator Clips | 6 | Part | Assembly | 3 | 50 |  | IV Cable | Linear-50A | Lug | Alligator | 6 | 6 | 304938 | 305490 | [6 empty] | 6P10.16PHNX-F | 6P3.81PHNX-F | 1 | 1 | 385306 | 335434 | [6 empty] | 497.8 | 907976 | 907976
454268 | I/V cable-3CH-50A-12FT-I 6P10.16phnx to Lug-V 6P3.81phnx to algtr | 12 | Part | Assembly | 3 | 50 |  | IV Cable | Linear-50A | Lug | Alligator | 6 | 6 | 304938 | 305490 | [6 empty] | 6P10.16PHNX-F | 6P3.81PHNX-F | 1 | 1 | 385306 | 335434 | [6 empty] | 600.93 | 907977 | 907977
454270 | I/V cable-3CH-50A-20FT-I 6P10.16phnx to Lug-V 6P3.81phnx to algtr | 20 | Part | Assembly | 3 | 50 |  | IV Cable | Linear-50A | Lug | Alligator | 6 | 6 | 304938 | 305490 | [6 empty] | 6P10.16PHNX-F | 6P3.81PHNX-F | 1 | 1 | 385306 | 335434 | [6 empty] | 714.45 | 907978 | 907978
454272 | I/V cable-3CH-50A-30FT-I 6P10.16phnx to Lug-V 6P3.81phnx to algtr | 30 | Part | Assembly | 3 | 50 |  | IV Cable | Linear-50A | Lug | Alligator | 6 | 6 | 304938 | 305490 | [6 empty] | 6P10.16PHNX-F | 6P3.81PHNX-F | 1 | 1 | 385306 | 335434 | [6 empty] | 910.47 | 907979 | 907979
454274 | I/V cable-4CH-1A-6FT-I 8P5.08phnx to algt-V 8P3.81phnx to algtr | 6 | Part | Assembly | 4 | 1 |  | IV Cable | Linear-1A | Alligator | Alligator | 8 | 8 | 305474 | 305474 | [6 empty] | 8P5.08PHNX-F | 8P3.81PHNX-F | 1 | 1 | 333250 | 136858 | [6 empty] | 393.34 | 907960 | 907960
454276 | I/V cable-4CH-1A-12FT-I 8P5.08phnx to algt-V 8P3.81phnx to algtr | 12 | Part | Assembly | 4 | 1 |  | IV Cable | Linear-1A | Alligator | Alligator | 8 | 8 | 305474 | 305474 | [6 empty] | 8P5.08PHNX-F | 8P3.81PHNX-F | 1 | 1 | 333250 | 136858 | [6 empty] | 417.4 | 907961 | 907961
454278 | I/V cable-4CH-1A-20FT-I 8P5.08phnx to algt-V 8P3.81phnx to algtr | 20 | Part | Assembly | 4 | 1 |  | IV Cable | Linear-1A | Alligator | Alligator | 8 | 8 | 305474 | 305474 | [6 empty] | 8P5.08PHNX-F | 8P3.81PHNX-F | 1 | 1 | 333250 | 136858 | [6 empty] | 443.86 | 907962 | 907962
454280 | I/V cable-4CH-1A-30FT-I 8P5.08phnx to algt-V 8P3.81phnx to algtr | 30 | Part | Assembly | 4 | 1 |  | IV Cable | Linear-1A | Alligator | Alligator | 8 | 8 | 305474 | 305474 | [6 empty] | 8P5.08PHNX-F | 8P3.81PHNX-F | 1 | 1 | 333250 | 136858 | [6 empty] | 489.56 | 907963 | 907963
454282 | I/V cable-4CH-10A-6FT-I 8P5.08phnx to algt-V 8P3.81phnx to algtr | 6 | Part | Assembly | 4 | 10 |  | IV Cable | Linear-10A | Alligator | Alligator | 8 | 8 | 305490 | 305490 | [6 empty] | 8P5.08PHNX-F | 8P3.81PHNX-F | 1 | 1 | 333250 | 136858 | [6 empty] | 458.07 | 907968 | 907968
454284 | I/V cable-4CH-10A-12FT-I 8P5.08phnx to algt-V 8P3.81phnx to algtr | 12 | Part | Assembly | 4 | 10 |  | IV Cable | Linear-10A | Alligator | Alligator | 8 | 8 | 305490 | 305490 | [6 empty] | 8P5.08PHNX-F | 8P3.81PHNX-F | 1 | 1 | 333250 | 136858 | [6 empty] | 514.05 | 907969 | 907969
454286 | I/V cable-4CH-10A-20FT-I 8P5.08phnx to algt-V 8P3.81phnx to algtr | 20 | Part | Assembly | 4 | 10 |  | IV Cable | Linear-10A | Alligator | Alligator | 8 | 8 | 305490 | 305490 | [6 empty] | 8P5.08PHNX-F | 8P3.81PHNX-F | 1 | 1 | 333250 | 136858 | [6 empty] | 575.61 | 907970 | 907970
454288 | I/V cable-4CH-10A-30FT-I 8P5.08phnx to algt-V 8P3.81phnx to algtr | 30 | Part | Assembly | 4 | 10 |  | IV Cable | Linear-10A | Alligator | Alligator | 8 | 8 | 305490 | 305490 | [6 empty] | 8P5.08PHNX-F | 8P3.81PHNX-F | 1 | 1 | 333250 | 136858 | [6 empty] | 681.96 | 907971 | 907971
454576 | I/V Cable-1A-30FT-IV phnx to algtr | 30 | Part | Assembly | 1 | 1 |  | IV Cable | Linear-1A | Alligator | Alligator | 2 | 2 | 305474 | 305474 | [6 empty] | 4P5.08PHNX-F |  | 1 |  | 194922 | [7 empty] | 125.14 | 1037716 | 1037716
454638 | I/V Cable-150A-6FT-I lug to lug-V phnx to algtr | 6 | Part | Assembly | 1 | 150 |  | IV Cable | Linear-150A | Lug | Alligator | 2 | 2 | 354442 | 305490 | [6 empty] | Lug | 2P5.08PHNX-F | 2 | 1 | 354442 | 306130 | [6 empty] | 294.1 | 908156 | 908156
454640 | I/V Cable-150A-12FT-I lug to lug-V phnx to algtr | 12 | Part | Assembly | 1 | 150 |  | IV Cable | Linear-150A | Lug | Alligator | 2 | 2 | 354442 | 305490 | [6 empty] | Lug | 2P5.08PHNX-F | 2 | 1 | 354442 | 306130 | [6 empty] | 476.29 | 908157 | 908157
454642 | I/V Cable-150A-20FT-I lug to lug-V phnx to algtr | 20 | Part | Assembly | 1 | 150 |  | IV Cable | Linear-150A | Lug | Alligator | 2 | 2 | 354442 | 305490 | [6 empty] | Lug | 2P5.08PHNX-F | 2 | 1 | 354442 | 306130 | [6 empty] | 931.3 | 908158 | 908158
454644 | I/V Cable-150A-30FT-I lug to lug-V phnx to algtr | 30 | Part | Assembly | 1 | 150 |  | IV Cable | Linear-150A | Lug | Alligator | 2 | 2 | 354442 | 305490 | [6 empty] | Lug | 2P5.08PHNX-F | 2 | 1 | 354442 | 306130 | [6 empty] | 1382.62 | 908159 | 908159
454708 | I/V Cable-4CH-1A-6FT-PH16P3.81F to algtr | 6 | Part | Assembly | 4 | 1 |  | IV Cable | Linear-1A | Alligator | Alligator | 8 | 8 | 305490 | 305490 | [6 empty] | 16P3.81PHNX-F |  | 1 |  | 381546 | [7 empty] | 383.64 | 911758 | 911758
454912 | I/V cable-4CH-1A-6FT-I 8P5.08 phnx V 8P3.81phnx to 4P5.08phnx | 6 | Part | Assembly | 4 | 1 |  | MZIR/MZOR Cable/MZTC Cable | MZIR/MZOR Cable-1A/MZTC Cable-1A | 4P5.08PHNX-F |  | 4 |  | 194922 | [7 empty] | 8P5.08PHNX-F | 8P3.81PHNX-F | 1 |  | 333250 | 136858 | [6 empty] | 299.9 | 1018595 | 1018595
454914 | I/V cable-4CH-1A-12FT-I 8P5.08 phnx V 8P3.81phnx to 4P5.08phnx | 12 | Part | Assembly | 4 | 1 |  | MZIR/MZOR Cable/MZTC Cable | MZIR/MZOR Cable-1A/MZTC Cable-1A | 4P5.08PHNX-F |  | 4 |  | 194922 | [7 empty] | 8P5.08PHNX-F | 8P3.81PHNX-F | 1 |  | 333250 | 136858 | [6 empty] | 323.96 | 1018596 | 1018596
454916 | I/V cable-4CH-1A-20FT-I 8P5.08 phnx V 8P3.81phnx to 4P5.08phnx | 20 | Part | Assembly | 4 | 1 |  | MZIR/MZOR Cable/MZTC Cable | MZIR/MZOR Cable-1A/MZTC Cable-1A | 4P5.08PHNX-F |  | 4 |  | 194922 | [7 empty] | 8P5.08PHNX-F | 8P3.81PHNX-F | 1 |  | 333250 | 136858 | [6 empty] | 350.42 | 1018597 | 1018597
454918 | I/V cable-4CH-1A-30FT-I 8P5.08 phnx V 8P3.81phnx to 4P5.08phnx | 30 | Part | Assembly | 4 | 1 |  | MZIR/MZOR Cable/MZTC Cable | MZIR/MZOR Cable-1A/MZTC Cable-1A | 4P5.08PHNX-F |  | 4 |  | 194922 | [7 empty] | 8P5.08PHNX-F | 8P3.81PHNX-F | 1 |  | 333250 | 136858 | [6 empty] | 396.12 | 1018598 | 1018598
454920 | I/V cable-4CH-1A-6FT-I 8P7.62phnx V 8P3.81 to 4P5.08phnx | 6 | Part | Assembly | 4 | 1 |  | MZIR/MZOR Cable/MZTC Cable | MZIR/MZOR Cable-1A/MZTC Cable-1A | 4P5.08PHNX-F |  | 4 |  | 194922 | [7 empty] | 8P7.62PHNX-F | 8P3.81PHNX-F | 1 |  | 366098 | 136858 | [6 empty] | 319.78 | 1018599 | 1018599
454922 | I/V cable-4CH-1A-12FT-I 8P7.62phnx V 8P3.81 to 4P5.08phnx | 12 | Part | Assembly | 4 | 1 |  | MZIR/MZOR Cable/MZTC Cable | MZIR/MZOR Cable-1A/MZTC Cable-1A | 4P5.08PHNX-F |  | 4 |  | 194922 | [7 empty] | 8P7.62PHNX-F | 8P3.81PHNX-F | 1 |  | 366098 | 136858 | [6 empty] | 346.24 | 1018600 | 1018600
454924 | I/V cable-4CH-1A-20FT-I 8P7.62phnx V 8P3.81 to 4P5.08phnx | 20 | Part | Assembly | 4 | 1 |  | MZIR/MZOR Cable/MZTC Cable | MZIR/MZOR Cable-1A/MZTC Cable-1A | 4P5.08PHNX-F |  | 4 |  | 194922 | [7 empty] | 8P7.62PHNX-F | 8P3.81PHNX-F | 1 |  | 366098 | 136858 | [6 empty] | 370.3 | 1018601 | 1018601
454926 | I/V cable-4CH-1A-30FT-I 8P7.62phnx V 8P3.81 to 4P5.08phnx | 30 | Part | Assembly | 4 | 1 |  | MZIR/MZOR Cable/MZTC Cable | MZIR/MZOR Cable-1A/MZTC Cable-1A | 4P5.08PHNX-F |  | 4 |  | 194922 | [7 empty] | 8P7.62PHNX-F | 8P3.81PHNX-F | 1 |  | 366098 | 136858 | [6 empty] | 416.06 | 1018602 | 1018602
454928 | I/V cable-4CH-10A-6FT-I 8P5.08 phnx V 8P3.81phnx to 4P5.08phnx | 6 | Part | Assembly | 4 | 10 |  | MZIR/MZOR Cable/MZTC Cable/Holder Cable | MZIR/MZOR Cable-10A/MZTC Cable-10A/Holder Cable-10A | 4P5.08PHNX-F |  | 4 |  | 306170 | [7 empty] | 8P5.08PHNX-F | 8P3.81PHNX-F | 1 | 1 | 333250 | 136858 | [6 empty] | 347.9 | 952381 | 952381
454930 | I/V cable-4CH-10A-12FT-I 8P5.08 phnx V 8P3.81phnx to 4P5.08phnx | 12 | Part | Assembly | 4 | 10 |  | MZIR/MZOR Cable/MZTC Cable/Holder Cable | MZIR/MZOR Cable-10A/MZTC Cable-10A/Holder Cable-10A | 4P5.08PHNX-F |  | 4 |  | 306170 | [7 empty] | 8P5.08PHNX-F | 8P3.81PHNX-F | 1 | 1 | 333250 | 136858 | [6 empty] | 403.88 | 1018603 | 1018603
454932 | I/V cable-4CH-10A-20FT-I 8P5.08 phnx V 8P3.81phnx to 4P5.08phnx | 20 | Part | Assembly | 4 | 10 |  | MZIR/MZOR Cable/MZTC Cable/Holder Cable | MZIR/MZOR Cable-10A/MZTC Cable-10A/Holder Cable-10A | 4P5.08PHNX-F |  | 4 |  | 306170 | [7 empty] | 8P5.08PHNX-F | 8P3.81PHNX-F | 1 | 1 | 333250 | 136858 | [6 empty] | 465.44 | 1018604 | 1018604
454934 | I/V cable-4CH-10A-30FT-I 8P5.08 phnx V 8P3.81phnx to 4P5.08phnx | 30 | Part | Assembly | 4 | 10 |  | MZIR/MZOR Cable/MZTC Cable/Holder Cable | MZIR/MZOR Cable-10A/MZTC Cable-10A/Holder Cable-10A | 4P5.08PHNX-F |  | 4 |  | 306170 | [7 empty] | 8P5.08PHNX-F | 8P3.81PHNX-F | 1 | 1 | 333250 | 136858 | [6 empty] | 571.79 | 1018605 | 1018605
454944 | I/V cable-4CH-20A-6FT-I 8P7.62 to 2P10.16phnx-V 8P3.81 to 2P5.08phnx | 6 | Part | Assembly | 4 | 20 |  | MZIR/MZOR Cable/MZTC Cable/Holder Cable | MZIR/MZOR Cable-20A/MZTC Cable-20A/Holder Cable-20A | 2P10.16PHNX-F | 2P5.08PHNX-F | 4 | 4 | 388066 | 306130 | [6 empty] | 8P7.62PHNX-F | 8P3.81PHNX-F | 1 |  | 366098 | 136858 | [6 empty] | 537.75 | 952479 | 952479
454946 | I/V cable-4CH-20A-12FT-I 8P7.62 to 2P10.16phnx-V 8P3.81 to 2P5.08phnx | 12 | Part | Assembly | 4 | 20 |  | MZIR/MZOR Cable/MZTC Cable/Holder Cable | MZIR/MZOR Cable-20A/MZTC Cable-20A/Holder Cable-20A | 2P10.16PHNX-F | 2P5.08PHNX-F | 4 | 4 | 388066 | 306130 | [6 empty] | 8P7.62PHNX-F | 8P3.81PHNX-F | 1 |  | 366098 | 136858 | [6 empty] | 582.69 | 952480 | 952480
454948 | I/V cable-4CH-20A-20FT-I 8P7.62 to 2P10.16phnx-V 8P3.81 to 2P5.08phnx | 20 | Part | Assembly | 4 | 20 |  | MZIR/MZOR Cable/MZTC Cable/Holder Cable | MZIR/MZOR Cable-20A/MZTC Cable-20A/Holder Cable-20A | 2P10.16PHNX-F | 2P5.08PHNX-F | 4 | 4 | 388066 | 306130 | [6 empty] | 8P7.62PHNX-F | 8P3.81PHNX-F | 1 |  | 366098 | 136858 | [6 empty] | 634.53 | 1018610 | 1018610
454950 | I/V cable-4CH-20A-30FT-I 8P7.62 to 2P10.16phnx-V 8P3.81 to 2P5.08phnx | 30 | Part | Assembly | 4 | 20 |  | MZIR/MZOR Cable/MZTC Cable/Holder Cable | MZIR/MZOR Cable-20A/MZTC Cable-20A/Holder Cable-20A | 2P10.16PHNX-F | 2P5.08PHNX-F | 4 | 4 | 388066 | 306130 | [6 empty] | 8P7.62PHNX-F | 8P3.81PHNX-F | 1 |  | 366098 | 136858 | [6 empty] | 727.83 | 1018695 | 1018695
454952 | I/V cable-3CH-30A-6FT-I 6P10.16 to 2P10.16phnx-V 6P3.81 to 2P5.08phnx | 6 | Part | Assembly | 3 | 30 |  | MZIR/MZOR Cable/MZTC Cable/Holder Cable | MZIR/MZOR Cable-30A/MZTC Cable-30A/Holder Cable-30A | 2P10.16PHNX-F | 2P5.08PHNX-F | 3 | 3 | 388066 | 306130 | [6 empty] | 6P10.16PHNX-F | 6P3.81PHNX-F | 1 | 1 | 385306 | 335434 | [6 empty] | 405.21 | 1018611 | 1018611
454954 | I/V cable-3CH-30A-12FT-I 6P10.16 to 2P10.16phnx-V 6P3.81 to 2P5.08phnx | 12 | Part | Assembly | 3 | 30 |  | MZIR/MZOR Cable/MZTC Cable/Holder Cable | MZIR/MZOR Cable-30A/MZTC Cable-30A/Holder Cable-30A | 2P10.16PHNX-F | 2P5.08PHNX-F | 3 | 3 | 388066 | 306130 | [6 empty] | 6P10.16PHNX-F | 6P3.81PHNX-F | 1 | 1 | 385306 | 335434 | [6 empty] | 453.15 | 1018612 | 1018612
454956 | I/V cable-3CH-30A-20FT-I 6P10.16 to 2P10.16phnx-V 6P3.81 to 2P5.08phnx | 20 | Part | Assembly | 3 | 30 |  | MZIR/MZOR Cable/MZTC Cable/Holder Cable | MZIR/MZOR Cable-30A/MZTC Cable-30A/Holder Cable-30A | 2P10.16PHNX-F | 2P5.08PHNX-F | 3 | 3 | 388066 | 306130 | [6 empty] | 6P10.16PHNX-F | 6P3.81PHNX-F | 1 | 1 | 385306 | 335434 | [6 empty] | 505.89 | 1018495 | 1018495
454958 | I/V cable-3CH-30A-30FT-I 6P10.16 to 2P10.16phnx-V 6P3.81 to 2P5.08phnx | 30 | Part | Assembly | 3 | 30 |  | MZIR/MZOR Cable/MZTC Cable/Holder Cable | MZIR/MZOR Cable-30A/MZTC Cable-30A/Holder Cable-30A | 2P10.16PHNX-F | 2P5.08PHNX-F | 3 | 3 | 388066 | 306130 | [6 empty] | 6P10.16PHNX-F | 6P3.81PHNX-F | 1 | 1 | 385306 | 335434 | [6 empty] | 596.97 | 1018696 | 1018696
454960 | I/V cable-3CH-50A-6FT-I 6P10.16 to 2P10.16phnx-V 6P3.81 to 2P5.08phnx | 6 | Part | Assembly | 3 | 50 |  | MZIR/MZOR Cable/MZTC Cable/Holder Cable | MZIR/MZOR Cable-50A/MZTC Cable-50A/Holder Cable-50A | 2P10.16PHNX-F | 2P5.08PHNX-F | 3 | 3 | 388066 | 306130 | [6 empty] | 6P10.16PHNX-F | 6P3.81PHNX-F | 1 | 1 | 385306 | 335434 | [6 empty] | 481.44 | 1018697 | 1018697
454962 | I/V cable-3CH-50A-12FT-I 6P10.16 to 2P10.16phnx-V 6P3.81 to 2P5.08phnx | 12 | Part | Assembly | 3 | 50 |  | MZIR/MZOR Cable/MZTC Cable/Holder Cable | MZIR/MZOR Cable-50A/MZTC Cable-50A/Holder Cable-50A | 2P10.16PHNX-F | 2P5.08PHNX-F | 3 | 3 | 388066 | 306130 | [6 empty] | 6P10.16PHNX-F | 6P3.81PHNX-F | 1 | 1 | 385306 | 335434 | [6 empty] | 584.598 | 952379 | 952379
454964 | I/V cable-3CH-50A-20FT-I 6P10.16 to 2P10.16phnx-V 6P3.81 to 2P5.08phnx | 20 | Part | Assembly | 3 | 50 |  | MZIR/MZOR Cable/MZTC Cable/Holder Cable | MZIR/MZOR Cable-50A/MZTC Cable-50A/Holder Cable-50A | 2P10.16PHNX-F | 2P5.08PHNX-F | 3 | 3 | 388066 | 306130 | [6 empty] | 6P10.16PHNX-F | 6P3.81PHNX-F | 1 | 1 | 385306 | 335434 | [6 empty] | 698.13 | 1018698 | 1018698
454966 | I/V cable-3CH-50A-30FT-I 6P10.16 to 2P10.16phnx-V 6P3.81 to 2P5.08phnx | 30 | Part | Assembly | 3 | 50 |  | MZIR/MZOR Cable/MZTC Cable/Holder Cable | MZIR/MZOR Cable-50A/MZTC Cable-50A/Holder Cable-50A | 2P10.16PHNX-F | 2P5.08PHNX-F | 3 | 3 | 388066 | 306130 | [6 empty] | 6P10.16PHNX-F | 6P3.81PHNX-F | 1 | 1 | 385306 | 335434 | [6 empty] | 894.15 | 1018699 | 1018699
454974 | I/V Cable-1CH-60A-30FT-I lug to 2P10.16phnx-V 2P5.08 to 2P5.08phnx | 30 | Part | Assembly | 1 | 60 |  | MZIR/MZOR Cable/MZTC Cable/Holder Cable | MZIR/MZOR Cable-60A/MZTC Cable-60A/Holder Cable-60A | 2P10.16PHNX-F | 2P5.08PHNX-F | 1 | 1 | 388066 | 306130 | [6 empty] | Lug | 2P5.08PHNX-F | 2 | 1 | 304938 | 306130 | [6 empty] | 293.73 | 1018700 | 1018700
454976 | I/V Cable-1CH-100A-6FT-I lug to lug-V 2P5.08F to 2P5.08F | 6 | Part | Assembly | 1 | 100 |  | MZIR/MZOR Cable | MZIR/MZOR Cable-100A | Lug | 2P5.08PHNX-F | 2 | 1 | 304826 | 306130 | [6 empty] | Lug | 2P5.08PHNX-F | 2 | 1 | 304826 | 306130 | [6 empty] | 167.55 | 1018615 | 1018615
454978 | I/V Cable-1CH-100A-12FT-I lug to lug-V phnx to phnx | 12 | Part | Assembly | 1 | 100 |  | MZIR/MZOR Cable | MZIR/MZOR Cable-100A | Lug | 2P5.08PHNX-F | 2 | 1 | 304826 | 306130 | [6 empty] | Lug | 2P5.08PHNX-F | 2 | 1 | 304826 | 306130 | [6 empty] | 410.07 | 1018616 | 1018616
454980 | I/V Cable-1CH-100A-20FT-I lug to lug-V phnx to phnx | 20 | Part | Assembly | 1 | 100 |  | MZIR/MZOR Cable | MZIR/MZOR Cable-100A | Lug | 2P5.08PHNX-F | 2 | 1 | 304826 | 306130 | [6 empty] | Lug | 2P5.08PHNX-F | 2 | 1 | 304826 | 306130 | [6 empty] | 615.87 | 1018617 | 1018617
454982 | I/V Cable-1CH-100A-30FT-I lug to lug-V phnx to phnx | 30 | Part | Assembly | 1 | 100 |  | MZIR/MZOR Cable | MZIR/MZOR Cable-100A | Lug | 2P5.08PHNX-F | 2 | 1 | 304826 | 306130 | [6 empty] | Lug | 2P5.08PHNX-F | 2 | 1 | 304826 | 306130 | [6 empty] | 1366.44 | 1018702 | 1018702
454984 | I/V Cable-1CH-200A-6FT-I lug to lug-V phnx to phnx | 6 | Part | Assembly | 1 | 200 |  | MZIR/MZOR Cable | MZIR/MZOR Cable-200A | Lug | 2P5.08PHNX-F | 2 | 1 | 315058 | 306130 | [6 empty] | Lug | 2P5.08PHNX-F | 2 | 1 | 315058 | 306130 | [6 empty] | 258.72 | 1018618 | 1018618
454986 | I/V Cable-1CH-200A-12FT-I lug to lug-V phnx to phnx | 12 | Part | Assembly | 1 | 200 |  | MZIR/MZOR Cable | MZIR/MZOR Cable-200A | Lug | 2P5.08PHNX-F | 2 | 1 | 315058 | 306130 | [6 empty] | Lug | 2P5.08PHNX-F | 2 | 1 | 315058 | 306130 | [6 empty] | 509.7 | 1018703 | 1018703
454988 | I/V Cable-1CH-200A-20FT-I lug to lug-V phnx to phnx | 20 | Part | Assembly | 1 | 200 |  | MZIR/MZOR Cable | MZIR/MZOR Cable-200A | Lug | 2P5.08PHNX-F | 2 | 1 | 315058 | 306130 | [6 empty] | Lug | 2P5.08PHNX-F | 2 | 1 | 315058 | 306130 | [6 empty] | 1146.27 | 1018619 | 1018619
454990 | I/V Cable-1CH-200A-30FT-I lug to lug-V phnx to phnx | 30 | Part | Assembly | 1 | 200 |  | MZIR/MZOR Cable | MZIR/MZOR Cable-200A | Lug | 2P5.08PHNX-F | 2 | 1 | 315058 | 306130 | [6 empty] | Lug | 2P5.08PHNX-F | 2 | 1 | 315058 | 306130 | [6 empty] | 2643.66 | 1018620 | 1018620
455010 | Aux Cable-4CH-6ft-Aux-2ndVH-2P5.08phnx to 8P3.81wago | 6 | Part | Assembly | 4 |  |  | Aux Cable | 2nd Voltage | [7 empty] | 8P3.81WAGO-F |  | 1 |  | 459922 | [7 empty] | 2P5.08PHNX-F |  | 4 |  | 306130 | 139 | 1020606 | 1020606
455012 | Aux Cable-4CH-12ft-Aux-2ndVH-2P5.08phnx to 8P3.81wago | 12 | Part | Assembly | 4 |  |  | Aux Cable | 2nd Voltage | [7 empty] | 8P3.81WAGO-F |  | 1 |  | 459922 | [7 empty] | 2P5.08PHNX-F |  | 4 |  | 306130 | 148 | 1010391 | 1010391
455014 | Aux Cable-4CH-20ft-Aux-2ndVH-2P5.08phnx to 8P3.81wago | 20 | Part | Assembly | 4 |  |  | Aux Cable | 2nd Voltage | [7 empty] | 8P3.81WAGO-F |  | 1 |  | 459922 | [7 empty] | 2P5.08PHNX-F |  | 4 |  | 306130 | 159 | 1010491 | 1010491
455016 | Aux Cable-4CH-30ft-Aux-2ndVH-2P5.08phnx to 8P3.81wago | 30 | Part | Assembly | 4 |  |  | Aux Cable | 2nd Voltage | [7 empty] | 8P3.81WAGO-F |  | 1 |  | 459922 | [7 empty] | 2P5.08PHNX-F |  | 4 |  | 306130 | 177 | 1010492 | 1010492
455018 | Aux Cable-4CH-6ft-3D built in-2ndV-8P3.81wago to 8P3.81wago | 6 | Part | Assembly | 4 |  |  | Builtin Aux Cable | Builtin-V | [7 empty] | 8P3.81WAGO-F |  | 1 |  | 459922 | [7 empty] | 8P3.81WAGO-F |  | 1 |  | 459922 | 141 | 1020607 | 1020607
455020 | Aux Cable-4CH-12ft-3D built in-2ndV-8P3.81wago to 8P3.81wago | 12 | Part | Assembly | 4 |  |  | Builtin Aux Cable | Builtin-V | [7 empty] | 8P3.81WAGO-F |  | 1 |  | 459922 | [7 empty] | 8P3.81WAGO-F |  | 1 |  | 459922 | 151 | 1020608 | 1020608
455022 | Aux Cable-4CH-20ft-3D built in-2ndV-8P3.81wago to 8P3.81wago | 20 | Part | Assembly | 4 |  |  | Builtin Aux Cable | Builtin-V | [7 empty] | 8P3.81WAGO-F |  | 1 |  | 459922 | [7 empty] | 8P3.81WAGO-F |  | 1 |  | 459922 | 161 | 1020609 | 1020609
455024 | Aux Cable-4CH-30ft-3D built in-2ndV-8P3.81wago to 8P3.81wago | 30 | Part | Assembly | 4 |  |  | Builtin Aux Cable | Builtin-V | [7 empty] | 8P3.81WAGO-F |  | 1 |  | 459922 | [7 empty] | 8P3.81WAGO-F |  | 1 |  | 459922 | 179 | 1020610 | 1020610
455026 | Aux Cable-4CH-6ft-Aux-PT100-4P3.5phnx to 8P3.81wago | 6 | Part | Assembly | 4 |  |  | Aux Cable | Temperature | [6 empty] | 8P3.81WAGO-F |  | 1 |  | 459922 | [7 empty] | 4P3.5PHNX-F |  | 4 |  | 305954 |  | 246 | 1020611 | 1020611
455028 | Aux Cable-4CH-12ft-Aux-PT100-4P3.5phnx to 8P3.81wago | 12 | Part | Assembly | 4 |  |  | Aux Cable | Temperature | [6 empty] | 8P3.81WAGO-F |  | 1 |  | 459922 | [7 empty] | 4P3.5PHNX-F |  | 4 |  | 305954 |  | 277 | 1020612 | 1020612
455030 | Aux Cable-4CH-20ft-Aux-PT100-4P3.5phnx to 8P3.81wago | 20 | Part | Assembly | 4 |  |  | Aux Cable | Temperature | [6 empty] | 8P3.81WAGO-F |  | 1 |  | 459922 | [7 empty] | 4P3.5PHNX-F |  | 4 |  | 305954 |  | 313 | 1020613 | 1020613
455032 | Aux Cable-4CH-30ft-Aux-PT100-4P3.5phnx to 8P3.81wago | 30 | Part | Assembly | 4 |  |  | Aux Cable | Temperature | [6 empty] | 8P3.81WAGO-F |  | 1 |  | 459922 | [7 empty] | 4P3.5PHNX-F |  | 4 |  | 305954 |  | 373 | 1020614 | 1020614
455072 | Aux Cable-4CH-6ft-Aux-2ndVL-2P3.5phnx to 8P3.81wago | 6 | Part | Assembly | 4 |  |  | MZIR/MZOR Cable | MZIR/MZOR Aux Cable | [7 empty] | 8P3.81WAGO-F |  | 1 |  | 459922 | [7 empty] | 2P3.5PHNX-F |  | 4 |  | 122770 | 129.692 | 1020504 | 1020504
455074 | Aux Cable-4CH-12ft-Aux-2ndVL-2P3.5phnx to 8P3.81wago | 12 | Part | Assembly | 4 |  |  | MZIR/MZOR Cable | MZIR/MZOR Aux Cable | [7 empty] | 8P3.81WAGO-F |  | 1 |  | 459922 | [7 empty] | 2P3.5PHNX-F |  | 4 |  | 122770 | 139.212 | 1020603 | 1020603
455076 | Aux Cable-4CH-20ft-Aux-2ndVL-2P3.5phnx to 8P3.81wago | 20 | Part | Assembly | 4 |  |  | MZIR/MZOR Cable | MZIR/MZOR Aux Cable | [7 empty] | 8P3.81WAGO-F |  | 1 |  | 459922 | [7 empty] | 2P3.5PHNX-F |  | 4 |  | 122770 | 149.712 | 1020604 | 1020604
455078 | Aux Cable-4CH-30ft-Aux-2ndVL-2P3.5phnx to 8P3.81wago | 30 | Part | Assembly | 4 |  |  | MZIR/MZOR Cable | MZIR/MZOR Aux Cable | [7 empty] | 8P3.81WAGO-F |  | 1 |  | 459922 | [7 empty] | 2P3.5PHNX-F |  | 4 |  | 122770 | 167.832 | 1020605 | 1020605
455080 | Aux Cable-4CH-6ft-3D built in-PT100-8P2.5phnx to 8P3.81wago | 6 | Part | Assembly | 4 |  |  | Builtin Aux Cable | Builtin-T | [6 empty] | 8P3.81WAGO-F |  | 1 |  | 459922 | [7 empty] | 8P2.5PHNX-F |  | 2 |  | 462648 |  | 266 | 1020615 | 1020615
455082 | Aux Cable-4CH-12ft-3D built in-PT100-8P2.5phnx to 8P3.81wago | 12 | Part | Assembly | 4 |  |  | Builtin Aux Cable | Builtin-T | [6 empty] | 8P3.81WAGO-F |  | 1 |  | 459922 | [7 empty] | 8P2.5PHNX-F |  | 2 |  | 462648 |  | 309 | 1020616 | 1020616
455084 | Aux Cable-4CH-20ft-3D built in-PT100-8P2.5phnx to 8P3.81wago | 20 | Part | Assembly | 4 |  |  | Builtin Aux Cable | Builtin-T | [6 empty] | 8P3.81WAGO-F |  | 1 |  | 459922 | [7 empty] | 8P2.5PHNX-F |  | 2 |  | 462648 |  | 356 | 1020617 | 1020617
455086 | Aux Cable-4CH-30ft-3D built in-PT100-8P2.5phnx to 8P3.81wago | 30 | Part | Assembly | 4 |  |  | Builtin Aux Cable | Builtin-T | [6 empty] | 8P3.81WAGO-F |  | 1 |  | 459922 | [7 empty] | 8P2.5PHNX-F |  | 2 |  | 462648 |  | 438 | 1020618 | 1020618
461298 | I/V Cable-100A-12ft-I Lug to Lug-V phnx-HV to algtr-600V | 12 | Part | Assembly | 1 | 100 |  | IV Cable | PWM-100A | Lug | Alligator | 2 | 2 | 304826 | 305490 | [6 empty] | Lug | 3P7.62PHNX-F | 2 | 1 | 304826 | 457056 | [6 empty] | 503.82 | 1017995 | 1017995
461300 | I/V Cable-100A-20ft-I Lug to Lug-V phnx-HV to algtr-600V | 20 | Part | Assembly | 1 | 100 |  | IV Cable | PWM-100A | Lug | Alligator | 2 | 2 | 304826 | 305490 | [6 empty] | Lug | 3P7.62PHNX-F | 2 | 1 | 304826 | 457056 | [6 empty] | 704.43 | 1008991 | 1008991
461302 | I/V Cable-100A-30ft-I Lug to Lug-V phnx-HV to algtr-600V | 30 | Part | Assembly | 1 | 100 |  | IV Cable | PWM-100A | Lug | Alligator | 2 | 2 | 304826 | 305490 | [6 empty] | Lug | 3P7.62PHNX-F | 2 | 1 | 304826 | 457056 | [6 empty] | 999.09 | 1017996 | 1017996
461304 | I/V Cable-150A-12ft-I Lug to Lug-V phnx-HV to algtr-600V | 12 | Part | Assembly | 1 | 150 |  | IV Cable | PWM-150A | Lug | Alligator | 2 | 2 | 354442 | 305490 | [6 empty] | Lug | 3P7.62PHNX-F | 2 | 1 | 354442 | 457056 | [6 empty] | 533.85 | 1009090 | 1009090
461306 | I/V Cable-150A-20ft-I Lug to Lug-V phnx-HV to algtr-600V | 20 | Part | Assembly | 1 | 150 |  | IV Cable | PWM-150A | Lug | Alligator | 2 | 2 | 354442 | 305490 | [6 empty] | Lug | 3P7.62PHNX-F | 2 | 1 | 354442 | 457056 | [6 empty] | 813.24 | 1017997 | 1017997
461308 | I/V Cable-150A-30ft-I Lug to Lug-V phnx-HV to algtr-600V | 30 | Part | Assembly | 1 | 150 |  | IV Cable | PWM-150A | Lug | Alligator | 2 | 2 | 354442 | 305490 | [6 empty] | Lug | 3P7.62PHNX-F | 2 | 1 | 354442 | 457056 | [6 empty] | 1165.44 | 1018095 | 1018095
461310 | I/V Cable-200A-12ft-I Lug to Lug-V phnx-HV to algtr-600V | 12 | Part | Assembly | 1 | 200 |  | IV Cable | PWM-200A | Lug | Alligator | 2 | 2 | 315058 | 305490 | [6 empty] | Lug | 3P7.62PHNX-F | 2 | 1 | 315058 | 457056 | [6 empty] | 599.82 | 981985 | 981985
461312 | I/V Cable-200A-20ft-I Lug to Lug-V phnx-HV to algtr-600V | 20 | Part | Assembly | 1 | 200 |  | IV Cable | PWM-200A | Lug | Alligator | 2 | 2 | 315058 | 305490 | [6 empty] | Lug | 3P7.62PHNX-F | 2 | 1 | 315058 | 457056 | [6 empty] | 893.79 | 1018096 | 1018096
461314 | I/V Cable-200A-30ft-I Lug to Lug-V phnx-HV to algtr-600V | 30 | Part | Assembly | 1 | 200 |  | IV Cable | PWM-200A | Lug | Alligator | 2 | 2 | 315058 | 305490 | [6 empty] | Lug | 3P7.62PHNX-F | 2 | 1 | 315058 | 457056 | [6 empty] | 1296.87 | 1017896 | 1017896
461316 | I/V Cable-250A-12ft-I Lug to Lug-V phnx-HV to algtr-600V | 12 | Part | Assembly | 1 | 250 |  | IV Cable | PWM-250A | Lug | Alligator | 2 | 2 | 304850 | 305490 | [6 empty] | Lug | 3P7.62PHNX-F | 2 | 1 | 304850 | 457056 | [6 empty] | 663.96 | 985287 | 985287
461318 | I/V Cable-250A-20ft-I Lug to Lug-V phnx-HV to algtr-600V | 20 | Part | Assembly | 1 | 250 |  | IV Cable | PWM-250A | Lug | Alligator | 2 | 2 | 304850 | 305490 | [6 empty] | Lug | 3P7.62PHNX-F | 2 | 1 | 304850 | 457056 | [6 empty] | 1047.33 | 1008890 | 1008890
461320 | I/V Cable-250A-30ft-I Lug to Lug-V phnx-HV to algtr-600V | 30 | Part | Assembly | 1 | 250 |  | IV Cable | PWM-250A | Lug | Alligator | 2 | 2 | 304850 | 305490 | [6 empty] | Lug | 3P7.62PHNX-F | 2 | 1 | 304850 | 457056 | [6 empty] | 1535.67 | 1017897 | 1017897
461322 | I/V Cable-300A-12ft-I Lug to Lug-V phnx-HV to algtr-600V | 12 | Part | Assembly | 1 | 300 |  | IV Cable | PWM-300A | Lug | Alligator | 2 | 2 | 304850 | 305490 | [6 empty] | Lug | 3P7.62PHNX-F | 2 | 1 | 304850 | 457056 | [6 empty] | 764.58 | 1012893 | 1012893
461324 | I/V Cable-300A-20ft-I Lug to Lug-V phnx-HV to algtr-600V | 20 | Part | Assembly | 1 | 300 |  | IV Cable | PWM-300A | Lug | Alligator | 2 | 2 | 304850 | 305490 | [6 empty] | Lug | 3P7.62PHNX-F | 2 | 1 | 304850 | 457056 | [6 empty] | 1443.25 | 1018098 | 1018098
461326 | I/V Cable-300A-30ft-I Lug to Lug-V phnx-HV to algtr-600V | 30 | Part | Assembly | 1 | 300 |  | IV Cable | PWM-300A | Lug | Alligator | 2 | 2 | 304850 | 305490 | [6 empty] | Lug | 3P7.62PHNX-F | 2 | 1 | 304850 | 457056 | [6 empty] | 2078.17 | 1018099 | 1018099
461328 | I/V Cable-100A-12ft-I Lug to Lug-V phnx to algtr-2000V | 12 | Part | Assembly | 1 | 100 |  | IV Cable | PWM-100A | Lug | Alligator | 2 | 2 | 304826 | 305490 | [6 empty] | Lug | 3P7.62PHNX-F | 2 | 1 | 304826 | 457056 | [6 empty] | 605.37 | 1017898 | 1017898
461330 | I/V Cable-100A-20ft-I Lug to Lug-V phnx to algtr-2000V | 20 | Part | Assembly | 1 | 100 |  | IV Cable | PWM-100A | Lug | Alligator | 2 | 2 | 304826 | 305490 | [6 empty] | Lug | 3P7.62PHNX-F | 2 | 1 | 304826 | 457056 | [6 empty] | 863.01 | 1018100 | 1018100
461332 | I/V Cable-100A-30ft-I Lug to Lug-V phnx to algtr-2000V | 30 | Part | Assembly | 1 | 100 |  | IV Cable | PWM-100A | Lug | Alligator | 2 | 2 | 304826 | 305490 | [6 empty] | Lug | 3P7.62PHNX-F | 2 | 1 | 304826 | 457056 | [6 empty] | 1254.87 | 1017998 | 1017998
461334 | I/V Cable-150A-12ft-I Lug to Lug-V phnx to algtr-2000V | 12 | Part | Assembly | 1 | 150 |  | IV Cable | PWM-150A | Lug | Alligator | 2 | 2 | 354442 | 305490 | [6 empty] | Lug | 3P7.62PHNX-F | 2 | 1 | 354442 | 457056 | [6 empty] | 636.12 | 975485 | 975485
461336 | I/V Cable-150A-20ft-I Lug to Lug-V phnx to algtr-2000V | 20 | Part | Assembly | 1 | 150 |  | IV Cable | PWM-150A | Lug | Alligator | 2 | 2 | 354442 | 305490 | [6 empty] | Lug | 3P7.62PHNX-F | 2 | 1 | 354442 | 457056 | [6 empty] | 909.78 | 1018101 | 1018101
461338 | I/V Cable-150A-30ft-I Lug to Lug-V phnx to algtr-2000V | 30 | Part | Assembly | 1 | 150 |  | IV Cable | PWM-150A | Lug | Alligator | 2 | 2 | 354442 | 305490 | [6 empty] | Lug | 3P7.62PHNX-F | 2 | 1 | 354442 | 457056 | [6 empty] | 1324.83 | 1018102 | 1018102
461340 | I/V Cable-200A-12ft-I Lug to Lug-V phnx to algtr-2000V | 12 | Part | Assembly | 1 | 200 |  | IV Cable | PWM-200A | Lug | Alligator | 2 | 2 | 315058 | 305490 | [6 empty] | Lug | 3P7.62PHNX-F | 2 | 1 | 315058 | 457056 | [6 empty] | 669.48 | 985387 | 985387
461342 | I/V Cable-200A-20ft-I Lug to Lug-V phnx to algtr-2000V | 20 | Part | Assembly | 1 | 200 |  | IV Cable | PWM-200A | Lug | Alligator | 2 | 2 | 315058 | 305490 | [6 empty] | Lug | 3P7.62PHNX-F | 2 | 1 | 315058 | 457056 | [6 empty] | 1137.99 | 1018103 | 1018103
461344 | I/V Cable-200A-30ft-I Lug to Lug-V phnx to algtr-2000V | 30 | Part | Assembly | 1 | 200 |  | IV Cable | PWM-200A | Lug | Alligator | 2 | 2 | 315058 | 305490 | [6 empty] | Lug | 3P7.62PHNX-F | 2 | 1 | 315058 | 457056 | [6 empty] | 1682.43 | 1018104 | 1018104
461346 | I/V Cable-250A-12ft-I Lug to Lug-V phnx to algtr-2000V | 12 | Part | Assembly | 1 | 250 |  | IV Cable | PWM-250A | Lug | Alligator | 2 | 2 | 304850 | 305490 | [6 empty] | Lug | 3P7.62PHNX-F | 2 | 1 | 304850 | 457056 | [6 empty] | 822.78 | 1018105 | 1018105
461348 | I/V Cable-250A-20ft-I Lug to Lug-V phnx to algtr-2000V | 20 | Part | Assembly | 1 | 250 |  | IV Cable | PWM-250A | Lug | Alligator | 2 | 2 | 304850 | 305490 | [6 empty] | Lug | 3P7.62PHNX-F | 2 | 1 | 304850 | 457056 | [6 empty] | 1233.99 | 1018106 | 1018106
461350 | I/V Cable-250A-30ft-I Lug to Lug-V phnx to algtr-2000V | 30 | Part | Assembly | 1 | 250 |  | IV Cable | PWM-250A | Lug | Alligator | 2 | 2 | 304850 | 305490 | [6 empty] | Lug | 3P7.62PHNX-F | 2 | 1 | 304850 | 457056 | [6 empty] | 1836.75 | 1018107 | 1018107
461352 | I/V Cable-300A-12ft-I Lug to Lug-V phnx to algtr-2000V | 12 | Part | Assembly | 1 | 300 |  | IV Cable | PWM-300A | Lug | Alligator | 2 | 2 | 304850 | 305490 | [6 empty] | Lug | 3P7.62PHNX-F | 2 | 1 | 304850 | 457056 | [6 empty] | 885.03 | 1017899 | 1017899
461354 | I/V Cable-300A-20ft-I Lug to Lug-V phnx to algtr-2000V | 20 | Part | Assembly | 1 | 300 |  | IV Cable | PWM-300A | Lug | Alligator | 2 | 2 | 304850 | 305490 | [6 empty] | Lug | 3P7.62PHNX-F | 2 | 1 | 304850 | 457056 | [6 empty] | 1648.24 | 1018108 | 1018108
461356 | I/V Cable-300A-30ft-I Lug to Lug-V phnx to algtr-2000V | 30 | Part | Assembly | 1 | 300 |  | IV Cable | PWM-300A | Lug | Alligator | 2 | 2 | 304850 | 305490 | [6 empty] | Lug | 3P7.62PHNX-F | 2 | 1 | 304850 | 457056 | [6 empty] | 2408.8 | 1017900 | 1017900
461586 | I/V cable-4CH-100A-12FT-I 4P15phnx to Lug-V 8P5.08phnx to algtr | 12 | Part | Assembly | 4 | 100 |  | IV Cable | RBT4116-100A | Lug | Alligator | 8 | 8 | 304826 | 305490 | [6 empty] | 4P15PHNX-F | 8P5.08PHNX-F | 2 | 1 | 450400 | 333250 | [6 empty] | 1585.66 | 959285 | 959285
461588 | I/V cable-4CH-100A-20FT-I 4P15phnx to Lug-V 8P5.08phnx to algtr | 20 | Part | Assembly | 4 | 100 |  | IV Cable | RBT4116-100A | Lug | Alligator | 8 | 8 | 304826 | 305490 | [6 empty] | 4P15PHNX-F | 8P5.08PHNX-F | 2 | 1 | 450400 | 333250 | [6 empty] | 2007.73 | 959286 | 959286
461590 | I/V cable-4CH-100A-30FT-I 4P15phnx to Lug-V 8P5.08phnx to algtr | 30 | Part | Assembly | 4 | 100 |  | IV Cable | RBT4116-100A | Lug | Alligator | 8 | 8 | 304826 | 305490 | [6 empty] | 4P15PHNX-F | 8P5.08PHNX-F | 2 | 1 | 450400 | 333250 | [6 empty] | 2742.31 | 959287 | 959287
461592 | I/V cable-2CH-200A-12FT-I 4P15phnx to Lug-V 8P5.08phnx to algtr | 12 | Part | Assembly | 2 | 200 |  | IV Cable | RBT4116-200A | Lug | Alligator | 4 | 4 | 315058 | 305490 | [6 empty] | 4P15PHNX-F | 8P5.08PHNX-F | 2 | 1 | 450400 | 333250 | [6 empty] | 1513.96 | 959290 | 959290
461594 | I/V cable-2CH-200A-20FT-I 4P15phnx to Lug-V 8P5.08phnx to algtr | 20 | Part | Assembly | 2 | 200 |  | IV Cable | RBT4116-200A | Lug | Alligator | 4 | 4 | 315058 | 305490 | [6 empty] | 4P15PHNX-F | 8P5.08PHNX-F | 2 | 1 | 450400 | 333250 | [6 empty] | 1927.12 | 959291 | 959291
461596 | I/V cable-2CH-200A-30FT-I 4P15phnx to Lug-V 8P5.08phnx to algtr | 30 | Part | Assembly | 2 | 200 |  | IV Cable | RBT4116-200A | Lug | Alligator | 4 | 4 | 315058 | 305490 | [6 empty] | 4P15PHNX-F | 8P5.08PHNX-F | 2 | 1 | 450400 | 333250 | [6 empty] | 2640.76 | 959292 | 959292
461598 | I/V Cable-300A-12FT-I lug to lug-V 3P5.08phnx to algtr | 12 | Part | Assembly | 1 | 300 |  | IV Cable | RBT4104-300A | Lug | Alligator | 2 | 2 | 304986 | 305490 | [6 empty] | Lug | 3P5.08PHNX-F | 2 | 1 | 304986 | 306154 | [6 empty] | 956.59 | 959293 | 959293
461600 | I/V Cable-300A-20FT-I lug to lug-V 3P5.08phnx to algtr | 20 | Part | Assembly | 1 | 300 |  | IV Cable | RBT4104-300A | Lug | Alligator | 2 | 2 | 304986 | 305490 | [6 empty] | Lug | 3P5.08PHNX-F | 2 | 1 | 304986 | 306154 | [6 empty] | 1480.63 | 959294 | 959294
461602 | I/V Cable-300A-30FT-I lug to lug-V 3P5.08phnx to algtr | 30 | Part | Assembly | 1 | 300 |  | IV Cable | RBT4104-300A | Lug | Alligator | 2 | 2 | 304986 | 305490 | [6 empty] | Lug | 3P5.08PHNX-F | 2 | 1 | 304986 | 306154 | [6 empty] | 2073.94 | 959295 | 959295
461604 | I/V Cable-400A-12FT-I lug to lug-V 3P5.08phnx to algtr | 12 | Part | Assembly | 1 | 400 |  | IV Cable | RBT4104-400A | Copper Bar | Alligator | 2 | 2 | 913036 | 305490 | [6 empty] | Lug | 3P5.08PHNX-F | 2 | 1 | 315058 | 306154 | [6 empty] | 1140.01 | 959296 | 959296
461606 | I/V Cable-400A-20FT-I lug to lug-V 3P5.08phnx to algtr | 20 | Part | Assembly | 1 | 400 |  | IV Cable | RBT4104-400A | Copper Bar | Alligator | 2 | 2 | 913036 | 305490 | [6 empty] | Lug | 3P5.08PHNX-F | 2 | 1 | 315058 | 306154 | [6 empty] | 1687.42 | 959297 | 959297
461608 | I/V Cable-400A-30FT-I lug to lug-V 3P5.08phnx to algtr | 30 | Part | Assembly | 1 | 400 |  | IV Cable | RBT4104-400A | Copper Bar | Alligator | 2 | 2 | 913036 | 305490 | [6 empty] | Lug | 3P5.08PHNX-F | 2 | 1 | 315058 | 306154 | [6 empty] | 2405.68 | 959298 | 959298
461632 | I/V Cable-2CH-75A-12FT-I 4P15phnx to Lug-V 3P5.08phnx to algtr | 12 | Part | Assembly | 2 | 75 |  | IV Cable | RBT4208-75A | Lug | Alligator | 4 | 4 | 304938 | 305490 | [6 empty] | 4P15PHNX-F | 3P5.08PHNX-F | 1 | 2 | 450400 | 306154 | [6 empty] | 735.1 | 976885 | 976885
461634 | I/V Cable-2CH-75A-20FT-I 4P15phnx to Lug-V 3P5.08phnx to algtr | 20 | Part | Assembly | 2 | 75 |  | IV Cable | RBT4208-75A | Lug | Alligator | 4 | 4 | 304938 | 305490 | [6 empty] | 4P15PHNX-F | 3P5.08PHNX-F | 1 | 2 | 450400 | 306154 | [6 empty] | 806.59 | 976985 | 976985
461636 | I/V Cable-2CH-75A-30FT-I 4P15phnx to Lug-V 3P5.08phnx to algtr | 30 | Part | Assembly | 2 | 75 |  | IV Cable | RBT4208-75A | Lug | Alligator | 4 | 4 | 304938 | 305490 | [6 empty] | 4P15PHNX-F | 3P5.08PHNX-F | 1 | 2 | 450400 | 306154 | [6 empty] | 917.98 | 976986 | 976986
461638 | I/V Cable-1CH-200A-12FT-I lug to lug-V 3P5.08phnx to algtr | 12 | Part | Assembly | 1 | 200 |  | IV Cable | RBT4108-200A | Lug | Alligator | 2 | 2 | 315058 | 305490 | [6 empty] | Lug | 3P5.08PHNX-F | 2 | 1 | 315058 | 306154 | [6 empty] | 840 | 976987 | 976987
461640 | I/V Cable-1CH-200A-20FT-I lug to lug-V 3P5.08phnx to algtr | 20 | Part | Assembly | 1 | 200 |  | IV Cable | RBT4108-200A | Lug | Alligator | 2 | 2 | 315058 | 305490 | [6 empty] | Lug | 3P5.08PHNX-F | 2 | 1 | 315058 | 306154 | [6 empty] | 1226.67 | 976886 | 976886
461642 | I/V Cable-1CH-200A-30FT-I lug to lug-V 3P5.08phnx to algtr | 30 | Part | Assembly | 1 | 200 |  | IV Cable | RBT4108-200A | Lug | Alligator | 2 | 2 | 315058 | 305490 | [6 empty] | Lug | 3P5.08PHNX-F | 2 | 1 | 315058 | 306154 | [6 empty] | 1893.33 | 976988 | 976988
461858 | I/V Cable-500A-12FT-I lug to lug-V 3P5.08phnx to algtr | 12 | Part | Assembly | 1 | 500 |  | IV Cable | RBT4104-500A | Copper Bar | Alligator | 2 | 2 | 913036 | 305490 | [6 empty] | Lug | 3P5.08PHNX-F | 2 | 1 | 304850 | 306154 | [6 empty] | 1814 | 984687 | 984687
461860 | I/V Cable-500A-20FT-I lug to lug-V 3P5.08phnx to algtr | 20 | Part | Assembly | 1 | 500 |  | IV Cable | RBT4104-500A | Copper Bar | Alligator | 2 | 2 | 913036 | 305490 | [6 empty] | Lug | 3P5.08PHNX-F | 2 | 1 | 304850 | 306154 | [6 empty] | 2680 | 984787 | 984787
461862 | I/V Cable-500A-30FT-I lug to lug-V 3P5.08phnx to algtr | 30 | Part | Assembly | 1 | 500 |  | IV Cable | RBT4104-500A | Copper Bar | Alligator | 2 | 2 | 913036 | 305490 | [6 empty] | Lug | 3P5.08PHNX-F | 2 | 1 | 304850 | 306154 | [6 empty] | 4174 | 984887 | 984887
461864 | I/V cable-1CH-300A-12FT-I 4P15phnx*2 to Lug-V 3P5.08phnx to algtr | 12 | Part | Assembly | 1 | 300 |  | IV Cable | RBT4202-300A | Copper Bar | Alligator | 2 | 2 | 465822 | 305490 | [6 empty] | 4P15PHNX-F | 3P5.08PHNX-F | 2 | 1 | 450400 | 306154 | [6 empty] | 1056.01 | 989490 | 989490
461866 | I/V cable-1CH-300A-20FT-I 4P15phnx*2 to Lug-V 3P5.08phnx to algtr | 20 | Part | Assembly | 1 | 300 |  | IV Cable | RBT4202-300A | Copper Bar | Alligator | 2 | 2 | 465822 | 305490 | [6 empty] | 4P15PHNX-F | 3P5.08PHNX-F | 2 | 1 | 450400 | 306154 | [6 empty] | 1171.45 | 989491 | 989491
461868 | I/V cable-1CH-300A-30FT-I 4P15phnx*2 to Lug-V 3P5.08phnx to algtr | 30 | Part | Assembly | 1 | 300 |  | IV Cable | RBT4202-300A | Copper Bar | Alligator | 2 | 2 | 465822 | 305490 | [6 empty] | 4P15PHNX-F | 3P5.08PHNX-F | 2 | 1 | 450400 | 306154 | [6 empty] | 1370.83 | 989492 | 989492
461870 | I/V cable-1CH-100A-12FT-I 2P15phnx to Lug-V 3P5.08phnx to algtr_V2.0 | 12 | Part | Assembly | 1 | 100 |  | IV Cable | RBT4204-100A | Lug | Alligator | 2 | 2 | 304826 | 305490 | [6 empty] | Lug | 3P5.08PHNX-F | 2 | 1 | 450670 | 306154 | [6 empty] | 634 | 987987 | 987987
461872 | I/V cable-1CH-100A-20FT-I 2P15phnx to Lug-V 3P5.08phnx to algtr_V2.0 | 20 | Part | Assembly | 1 | 100 |  | IV Cable | RBT4204-100A | Lug | Alligator | 2 | 2 | 304826 | 305490 | [6 empty] | Lug | 3P5.08PHNX-F | 2 | 1 | 450670 | 306154 | [6 empty] | 847 | 988087 | 988087
461874 | I/V cable-1CH-100A-30FT-I 2P15phnx to Lug-V 3P5.08phnx to algtr_V2.0 | 30 | Part | Assembly | 1 | 100 |  | IV Cable | RBT4204-100A | Lug | Alligator | 2 | 2 | 304826 | 305490 | [6 empty] | Lug | 3P5.08PHNX-F | 2 | 1 | 450670 | 306154 | [6 empty] | 1194 | 988088 | 988088
464150 | PCA-SMB-remote board(PCA9600)(PCB:464040)-VerA |  | Part | SMB | 1 |  |  | SMB | SMB | [7 empty] | RJ45 |  | 1 | [9 empty] | Wire |  | 5 |  |  | 62 | 1039418 | 1039418
465454 | I/V Cable-10A-6FT-PH6P5.08F to PH4P5.08F&PH2P3.81F | 6 | Part | Assembly | 1 | 10 |  | MZTC Cable | MZTC Cable-10A | 4P5.08PHNX-F | 2P3.81PHNX-F | 1 |  | 306170 | 322466 | [6 empty] | 6P5.08PHNX-F |  | 1 |  | 316538 | [7 empty] | 189.84 | 956883 | 956883
465470 | I/V Cable-10A-20FT-PH4P5.08F&PH2P5.08F to PH6P5.08F | 20 | Part | Assembly | 1 | 10 |  | MZTC Cable | MZTC Cable-10A | 4P5.08PHNX-F | 2P3.81PHNX-F | 1 |  | 306170 | 322466 | [6 empty] | 6P5.08PHNX-F |  | 1 |  | 316538 | [7 empty] | 221.73 | 1018608 | 1018608
465472 | I/V Cable-10A-30FT-PH4P5.08F&PH2P5.08F to PH6P5.08F | 30 | Part | Assembly | 1 | 10 |  | MZTC Cable | MZTC Cable-10A | 4P5.08PHNX-F | 2P3.81PHNX-F | 1 |  | 306170 | 322466 | [6 empty] | 6P5.08PHNX-F |  | 1 |  | 316538 | [7 empty] | 252.09 | 1018609 | 1018609
465552 | I/V Cable-100A-6FT-I 6P15phnx to Lug-V 6P5.08phnx to algtr | 6 | Part | Assembly | 3 | 100 |  | IV Cable | Linear-100A | Lug | Alligator | 6 | 6 | 304826 | 305490 | [6 empty] | 6P15PHNX-F | 6P5.08PHNX-F | 1 | 1 | 464368 | 316538 | [6 empty] | 677.076 | 990487 | 990487
465554 | I/V Cable-100A-12FT-I 6P15phnx to Lug-V 6P5.08phnx to algtr | 12 | Part | Assembly | 3 | 100 |  | IV Cable | Linear-100A | Lug | Alligator | 6 | 6 | 304826 | 305490 | [6 empty] | 6P15PHNX-F | 6P5.08PHNX-F | 1 | 1 | 464368 | 316538 | [6 empty] | 857.142 | 990488 | 990488
465556 | I/V Cable-100A-20FT-I 6P15phnx to Lug-V 6P5.08phnx to algtr | 20 | Part | Assembly | 3 | 100 |  | IV Cable | Linear-100A | Lug | Alligator | 6 | 6 | 304826 | 305490 | [6 empty] | 6P15PHNX-F | 6P5.08PHNX-F | 1 | 1 | 464368 | 316538 | [6 empty] | 1055.2056 | 990587 | 990587
465558 | I/V Cable-100A-30FT-I 6P15phnx to Lug-V 6P5.08phnx to algtr | 30 | Part | Assembly | 3 | 100 |  | IV Cable | Linear-100A | Lug | Alligator | 6 | 6 | 304826 | 305490 | [6 empty] | 6P15PHNX-F | 6P5.08PHNX-F | 1 | 1 | 464368 | 316538 | [6 empty] | 1397.31 | 990687 | 990687
465568 | I/V Cable-3CH-100A-6FT-I 6P15phnx to Lug-V 6P5.08phnx to 2P5.08phnx | 6 | Part | Assembly | 3 | 100 |  | MZIR/MZOR Cable | MZIR/MZOR Cable-100A | Lug | 2P5.08PHNX-F | 6 | 3 | 304826 | 306130 | [6 empty] | 6P15PHNX-F | 6P5.08PHNX-F | 6 | 1 | 464368 | 316538 | [6 empty] | 579.846 | 1018613 | 1018613
465570 | I/V Cable-100A-12FT-I 6P15phnx to Lug-V 6P5.08phnx to 2P5.08phnx | 12 | Part | Assembly | 3 | 100 |  | MZIR/MZOR Cable | MZIR/MZOR Cable-100A | Lug | 2P5.08PHNX-F | 6 | 3 | 304826 | 306130 | [6 empty] | 6P15PHNX-F | 6P5.08PHNX-F | 6 | 1 | 464368 | 316538 | [6 empty] | 759.912 | 1018701 | 1018701
465572 | I/V Cable-100A-20FT-I 6P15phnx to Lug-V 6P5.08phnx to 2P5.08phnx | 20 | Part | Assembly | 3 | 100 |  | MZIR/MZOR Cable | MZIR/MZOR Cable-100A | Lug | 2P5.08PHNX-F | 6 | 3 | 304826 | 306130 | [6 empty] | 6P15PHNX-F | 6P5.08PHNX-F | 6 | 1 | 464368 | 316538 | [6 empty] | 957.7956 | 1018795 | 1018795
465574 | I/V Cable-100A-30FT-I 6P15phnx to Lug-V 6P5.08phnx to 2P5.08phnx | 30 | Part | Assembly | 3 | 100 |  | MZIR/MZOR Cable | MZIR/MZOR Cable-100A | Lug | 2P5.08PHNX-F | 6 | 3 | 304826 | 306130 | [6 empty] | 6P15PHNX-F | 6P5.08PHNX-F | 6 | 1 | 464368 | 316538 | [6 empty] | 1261.38 | 1018614 | 1018614
465738 | Aux Cable-2CH-6ft-External Temperature Cable-3D built in-PT100 to MZTC-8P2.5phnx to 2x2P3.81Fphnx | 6 | Part | Assembly | 2 |  |  | Builtin Aux Cable | Builtin-T | [8 empty] | 2 |  | 322466 x 2 | [7 empty] | 8P2.5PHNX-F |  | 1 |  | 462648 |  | 142 | 979585 | 979585
465740 | Aux Cable-2CH-12ft-External Temperature Cable-3D built in-PT100 to MZTC-8P2.5phnx to 2x2P3.81Fphnx | 12 | Part | Assembly | 2 |  |  | Builtin Aux Cable | Builtin-T | [8 empty] | 2 |  | 322466 x 2 | [7 empty] | 8P2.5PHNX-F |  | 1 |  | 462648 |  | 174 | 1013894 | 1013894
465742 | Aux Cable-2CH-20ft-External Temperature Cable-3D built in-PT100 to MZTC-8P2.5phnx to 2x2P3.81Fphnx | 20 | Part | Assembly | 2 |  |  | Builtin Aux Cable | Builtin-T | [8 empty] | 2 |  | 322466 x 2 | [7 empty] | 8P2.5PHNX-F |  | 1 |  | 462648 |  | 210 | 1014093 | 1014093
465744 | Aux Cable-2CH-30ft-External Temperature Cable-3D built in-PT100 to MZTC-8P2.5phnx to 2x2P3.81Fphnx | 30 | Part | Assembly | 2 |  |  | Builtin Aux Cable | Builtin-T | [8 empty] | 2 |  | 322466 x 2 | [7 empty] | 8P2.5PHNX-F |  | 1 |  | 462648 |  | 270 | 1014193 | 1014193
466220 | Aux Cable-2CH-6FT-PT100-P0.BT251512.PB4L2000-ClassA(Range(-50)~200?)-Maserac-8P2.5phnx | 6 | Part | Assembly | 2 |  |  | Builtin Aux Cable | Builtin-T | [8 empty] | 1 |  | PT100 Sensor | [7 empty] | 8P2.5PHNX-F |  | 1 |  | 462648 |  | 251 | 1037816 | 1037816
466222 | Aux Cable-2CH-12FT-PT100-P0.BT251512.PB4L4000-ClassA(Range(-50)~200?)-Maserac-8P2.5phnx | 12 | Part | Assembly | 2 |  |  | Builtin Aux Cable | Builtin-T | [8 empty] | 1 |  | PT100 Sensor | [7 empty] | 8P2.5PHNX-F |  | 1 |  | 462648 |  | 276 | 1037817 | 1037817
466224 | Aux Cable-2CH-20FT-PT100-P0.BT251512.PB4L6100-ClassA(Range(-50)~200?)-Maserac-8P2.5phnx | 20 | Part | Assembly | 2 |  |  | Builtin Aux Cable | Builtin-T | [8 empty] | 1 |  | PT100 Sensor | [7 empty] | 8P2.5PHNX-F |  | 1 |  | 462648 |  | 300 | 1037818 | 1037818
466226 | Aux Cable-4CH-6ft-3D built in-2ndV to MZTC-8P3.81wago to 2P3.81phnx | 6 | Part | Assembly | 4 |  |  | Builtin Aux Cable | Builtin-V | [7 empty] | 2P3.81PHNX-F | 1 |  |  | 322466 | [7 empty] | 8P3.81WAGO-F |  |  |  | 459922 | 143 | 1039016 | 1039016
466228 | Aux Cable-4CH-12ft-3D built in-2ndV to MZTC-8P3.81wago to 2P3.81phnx | 12 | Part | Assembly | 4 |  |  | Builtin Aux Cable | Builtin-V | [7 empty] | 2P3.81PHNX-F | 1 |  |  | 322466 | [7 empty] | 8P3.81WAGO-F |  | 1 |  | 459922 | 153 | 1039017 | 1039017
466230 | Aux Cable-4CH-20ft-3D built in-2ndV to MZTC-8P3.81wago to 2P3.81phnx | 20 | Part | Assembly | 4 |  |  | Builtin Aux Cable | Builtin-V | [7 empty] | 2P3.81PHNX-F | 1 |  |  | 322466 | [7 empty] | 8P3.81WAGO-F |  | 1 |  | 459922 | 163 | 1039018 | 1039018
466232 | Aux Cable-4CH-30ft-3D built in-2ndV to MZTC-8P3.81wago to 2P3.81phnx | 30 | Part | Assembly | 4 |  |  | Builtin Aux Cable | Builtin-V | [7 empty] | 2P3.81PHNX-F | 1 |  |  | 322466 | [7 empty] | 8P3.81WAGO-F |  | 1 |  | 459922 | 181 | 1039019 | 1039019
468910 | I/V Cable-1CH-150A-12FT-I 4P15phnx to Lug-V 3P5.08phnx to algtr | 12 | Part | Assembly | 1 | 150 |  | IV Cable | RBT4204-150A | Lug | Alligator | 2 | 2 | 354442 | 305490 | [6 empty] | 4P15PHNX-F | 3P5.08PHNX-F | 1 | 1 | 450400 | 306154 | [6 empty] | 731.62 | 1031112 | 1031112
468912 | I/V Cable-1CH-150A-20FT-I 4P15phnx to Lug-V 3P5.08phnx to algtr | 20 | Part | Assembly | 1 | 150 |  | IV Cable | RBT4204-150A | Lug | Alligator | 2 | 2 | 354442 | 305490 | [6 empty] | 4P15PHNX-F | 3P5.08PHNX-F | 1 | 1 | 450400 | 306154 | [6 empty] | 790.42 | 1031212 | 1031212
468914 | I/V Cable-1CH-150A-30FT-I 4P15phnx to Lug-V 3P5.08phnx to algtr | 30 | Part | Assembly | 1 | 150 |  | IV Cable | RBT4204-150A | Lug | Alligator | 2 | 2 | 354442 | 305490 | [6 empty] | 4P15PHNX-F | 3P5.08PHNX-F | 1 | 1 | 450400 | 306154 | [6 empty] | 892.03 | 1031213 | 1031213
468924 | I/V cable-1CH-200A-12FT-I 2P15phnx*2 to Lug-V 3P5.08phnx to algtr | 12 | Part | Assembly | 1 | 200 |  | IV Cable | RBT4202-200A | Lug | Alligator | 2 | 2 | 315058 | 305490 | [6 empty] | 2P15PHNX-F | 3P5.08PHNX-F | 2 | 1 | 450670 | 306154 | [6 empty] | 1340 | 1031412 | 1031412
468926 | I/V cable-1CH-200A-20FT-I 2P15phnx*2 to Lug-V 3P5.08phnx to algtr | 20 | Part | Assembly | 1 | 200 |  | IV Cable | RBT4202-200A | Lug | Alligator | 2 | 2 | 315058 | 305490 | [6 empty] | 2P15PHNX-F | 3P5.08PHNX-F | 2 | 1 | 450670 | 306154 | [6 empty] | 1740 | 1031512 | 1031512
468928 | I/V cable-1CH-200A-30FT-I 2P15phnx*2 to Lug-V 3P5.08phnx to algtr | 30 | Part | Assembly | 1 | 200 |  | IV Cable | RBT4202-200A | Lug | Alligator | 2 | 2 | 315058 | 305490 | [6 empty] | 2P15PHNX-F | 3P5.08PHNX-F | 2 | 1 | 450670 | 306154 | [6 empty] | 2427 | 1031513 | 1031513
469954 | I/V Cable-4CH-10A-6FT-PH6P5.08F to PH4P5.08F&wago8P3.81F | 6 | Part | Assembly | 4 | 10 |  | MZIR/MZOR Cable | MZIR/MZOR Cable-10A | 4P5.08PHNX-F | 8P3.81WAGO-F | 4 | 1 | 306170 | 459922 | [6 empty] | 6P5.08PHNX-F |  | 4 |  | 316538 | [7 empty] | 314 | 1032513 | 1032513
469956 | I/V Cable-4CH-10A-12FT-PH6P5.08F to PH4P5.08F&wago8P3.81F | 12 | Part | Assembly | 4 | 10 |  | MZIR/MZOR Cable | MZIR/MZOR Cable-10A | 4P5.08PHNX-F | 8P3.81WAGO-F | 4 | 1 | 306170 | 459922 | [6 empty] | 6P5.08PHNX-F |  | 4 |  | 316538 | [7 empty] | 377.93 | 1032514 | 1032514
469958 | I/V Cable-4CH-10A-20FT-PH6P5.08F to PH4P5.08F&wago8P3.81F | 20 | Part | Assembly | 4 | 10 |  | MZIR/MZOR Cable | MZIR/MZOR Cable-10A | 4P5.08PHNX-F | 8P3.81WAGO-F | 4 | 1 | 306170 | 459922 | [6 empty] | 6P5.08PHNX-F |  | 4 |  | 316538 | [7 empty] | 448.25 | 1032515 | 1032515
469960 | I/V Cable-4CH-10A-30FT-PH6P5.08F to PH4P5.08F&wago8P3.81F | 30 | Part | Assembly | 4 | 10 |  | MZIR/MZOR Cable | MZIR/MZOR Cable-10A | 4P5.08PHNX-F | 8P3.81WAGO-F | 4 | 1 | 306170 | 459922 | [6 empty] | 6P5.08PHNX-F |  | 4 |  | 316538 | [7 empty] | 569.69 | 1032516 | 1032516
469974 | I/V Cable-10A-6FT-I ring to algtr-V phnx to algtr | 6 | Part | Assembly | 1 | 10 |  | IV Cable | Linear-10A | Alligator | Alligator | 2 | 2 | 305490 | 305490 | [6 empty] | Ring | 2P5.08PHNX-F | 2 | 1 | 305154 | 306130 | [6 empty] | 111.09 | 1033717 | 1033717
469976 | I/V Cable-10A-12FT-I ring to algtr-V phnx to algtr | 12 | Part | Assembly | 1 | 10 |  | IV Cable | Linear-10A | Alligator | Alligator | 2 | 2 | 305490 | 305490 | [6 empty] | Ring | 2P5.08PHNX-F | 2 | 1 | 305154 | 306130 | [6 empty] | 125.07 | 1033718 | 1033718
469978 | I/V Cable-10A-20FT-I ring to algtr-V phnx to algtr | 20 | Part | Assembly | 1 | 10 |  | IV Cable | Linear-10A | Alligator | Alligator | 2 | 2 | 305490 | 305490 | [6 empty] | Ring | 2P5.08PHNX-F | 2 | 1 | 305154 | 306130 | [6 empty] | 140.46 | 1033719 | 1033719
469980 | I/V Cable-10A-30FT-I ring to algtr-V phnx to algtr | 30 | Part | Assembly | 1 | 10 |  | IV Cable | Linear-10A | Alligator | Alligator | 2 | 2 | 305490 | 305490 | [6 empty] | Ring | 2P5.08PHNX-F | 2 | 1 | 305154 | 306130 | [6 empty] | 167.04 | 1033815 | 1033815
469982 | I/V Cable-20A-6FT-I lug to lug-V phnx to algtr | 6 | Part | Assembly | 1 | 20 |  | IV Cable | Linear-20A | Ring | Alligator | 2 | 2 | 304898 | 305490 | [6 empty] | Ring | 2P5.08PHNX-F | 2 | 1 | 304898 | 306130 | [6 empty] | 142.39 | 1033720 | 1033720
469984 | I/V Cable-20A-12FT-I lug to lug-V phnx to algtr | 12 | Part | Assembly | 1 | 20 |  | IV Cable | Linear-20A | Ring | Alligator | 2 | 2 | 304898 | 305490 | [6 empty] | Ring | 2P5.08PHNX-F | 2 | 1 | 304898 | 306130 | [6 empty] | 156.16 | 1033721 | 1033721
469986 | I/V Cable-20A-20FT-I lug to lug-V phnx to algtr | 20 | Part | Assembly | 1 | 20 |  | IV Cable | Linear-20A | Ring | Alligator | 2 | 2 | 304898 | 305490 | [6 empty] | Ring | 2P5.08PHNX-F | 2 | 1 | 304898 | 306130 | [6 empty] | 171.31 | 1033722 | 1033722
469988 | I/V Cable-20A-30FT-I lug to lug-V phnx to algtr | 30 | Part | Assembly | 1 | 20 |  | IV Cable | Linear-20A | Ring | Alligator | 2 | 2 | 304898 | 305490 | [6 empty] | Ring | 2P5.08PHNX-F | 2 | 1 | 304898 | 306130 | [6 empty] | 197.47 | 1033723 | 1033723
469990 | I/V Cable-30A-6FT-I lug to lug-V phnx to algtr | 6 | Part | Assembly | 1 | 30 |  | IV Cable | Linear-30A | Lug | Alligator | 2 | 2 | 392858 | 305490 | [6 empty] | Lug | 2P5.08PHNX-F | 2 | 1 | 392858 | 306130 | [6 empty] | 143.98 | 1033724 | 1033724
469992 | I/V Cable-30A-12FT-I lug to lug-V phnx to algtr | 12 | Part | Assembly | 1 | 30 |  | IV Cable | Linear-30A | Lug | Alligator | 2 | 2 | 392858 | 305490 | [6 empty] | Lug | 2P5.08PHNX-F | 2 | 1 | 392858 | 306130 | [6 empty] | 159.94 | 1033915 | 1033915
469994 | I/V Cable-30A-20FT-I lug to lug-V phnx to algtr | 20 | Part | Assembly | 1 | 30 |  | IV Cable | Linear-30A | Lug | Alligator | 2 | 2 | 392858 | 305490 | [6 empty] | Lug | 2P5.08PHNX-F | 2 | 1 | 392858 | 306130 | [6 empty] | 177.52 | 1033725 | 1033725
469996 | I/V Cable-30A-30FT-I lug to lug-V phnx to algtr | 30 | Part | Assembly | 1 | 30 |  | IV Cable | Linear-30A | Lug | Alligator | 2 | 2 | 392858 | 305490 | [6 empty] | Lug | 2P5.08PHNX-F | 2 | 1 | 392858 | 306130 | [6 empty] | 207.91 | 1033726 | 1033726
469998 | I/V Cable-60A-6FT-I lug to lug-V phnx to algtr | 6 | Part | Assembly | 1 | 60 |  | IV Cable | Linear-60A | Lug | Alligator | 2 | 2 | 304938 | 305490 | [6 empty] | Lug | 2P5.08PHNX-F | 2 | 1 | 304938 | 306130 | [6 empty] | 169.99 | 1033513 | 1033513
470000 | I/V Cable-60A-12FT-I lug to lug-V phnx to algtr | 12 | Part | Assembly | 1 | 60 |  | IV Cable | Linear-60A | Lug | Alligator | 2 | 2 | 304938 | 305490 | [6 empty] | Lug | 2P5.08PHNX-F | 2 | 1 | 304938 | 306130 | [6 empty] | 204.37 | 1033727 | 1033727
470002 | I/V Cable-60A-20FT-I lug to lug-V phnx to algtr | 20 | Part | Assembly | 1 | 60 |  | IV Cable | Linear-60A | Lug | Alligator | 2 | 2 | 304938 | 305490 | [6 empty] | Lug | 2P5.08PHNX-F | 2 | 1 | 304938 | 306130 | [6 empty] | 242.2 | 1033728 | 1033728
470004 | I/V Cable-60A-30FT-I lug to lug-V phnx to algtr | 30 | Part | Assembly | 1 | 60 |  | IV Cable | Linear-60A | Lug | Alligator | 2 | 2 | 304938 | 305490 | [6 empty] | Lug | 2P5.08PHNX-F | 2 | 1 | 304938 | 306130 | [6 empty] | 307.54 | 1033729 | 1033729
470010 | I/V Cable-1A-30FT-PH4P5.08F to PH4P5.08F | 30 | Part | Assembly | 1 | 1 |  | MZIR/MZOR Cable/MZTC Cable | MZIR/MZOR Cable-1A/MZTC Cable-1A | 4P5.08PHNX-F |  | 1 |  | 194922 | [7 empty] | 4P5.08PHNX-F |  | 1 |  | 194922 | [7 empty] | 101.7674 | 1033730 | 1033730
470012 | I/V Cable-4CH-1A-30FT-PH16P3.81F to 4xPH4P5.08F | 30 | Part | Assembly | 4 | 1 |  | MZTC Cable | MZTC Cable-1A | 4P5.08PHNX-F |  | 4 |  | 194922 | [7 empty] | 16P3.81PHNX-F |  | 1 |  | 381546 | [7 empty] | 371.96 | 1033731 | 1033731
470014 | I/V Cable-4CH-5A-30FT-PH16P3.81F to 4xPH4P5.08F | 30 | Part | Assembly | 4 | 5 |  | MZTC Cable/Holder Cable | MZTC Cable/Holder Cable-5A | 4P5.08PHNX-F |  | 4 |  | 306170 | [7 empty] | 16P3.81PHNX-F |  | 1 |  | 381546 | [7 empty] | 540.05 | 1034015 | 1034015
470016 | I/V Cable-10A-30FT-PH4P5.08F to PH4P5.08F | 30 | Part | Assembly | 1 | 10 |  | MZIR/MZOR Cable/MZTC Cable/Holder Cable | MZIR/MZOR Cable-10A/MZTC Cable-10A/Holder Cable-10A | 4P5.08PHNX-F |  | 1 |  | 306170 | [7 empty] | 4P5.08PHNX-F |  | 1 |  | 306170 | [7 empty] | 140.54 | 1033732 | 1033732
470018 | I/V Cable-10A-30FT-PH8P10.16F&8P3.81F to 4xPH4P5.08F | 30 | Part | Assembly | 4 | 10 |  | MZIR/MZOR Cable/MZTC Cable/Holder Cable | MZIR/MZOR Cable-10A/MZTC Cable-10A/Holder Cable-10A | 4P5.08PHNX-F |  | 4 |  | 306170 | [7 empty] | 8P10.16PHNX-F | 8P3.81PHNX-F | 1 | 1 | 374578 | 136858 | [6 empty] | 660.02 | 1033733 | 1033733
470028 | I/V Cable-4CH-30A-30FT-PH8P10.16F&8P3.81F to (PH2P10.16F&2P5.08F)x4 | 30 | Part | Assembly | 4 | 30 |  | MZIR/MZOR Cable/MZTC Cable/Holder Cable | MZIR/MZOR Cable-30A/MZTC Cable-30A/Holder Cable-30A | 2P10.16PHNX-F | 2P5.08PHNX-F | 4 | 4 | 388066 | 306130 | [6 empty] | 8P10.16PHNX-F | 8P3.81PHNX-F | 1 | 1 | 374578 | 136858 | [6 empty] | 772.062 | 1034115 | 1034115
470030 | I/V Cable-100A-6FT-I lug to lug-V phnx to phnx | 6 | Part | Assembly | 1 | 100 |  | MZIR/MZOR Cable | MZIR/MZOR Cable-100A | Lug | 2P5.08PHNX-F | 2 | 1 | 304826 | 306130 | [6 empty] | Lug | 2P5.08PHNX-F | 2 | 1 | 304826 | 306130 | [6 empty] | 429.846 | 1034116 | 1034116
470032 | I/V Cable-100A-12FT-I lug to lug-V phnx to phnx | 12 | Part | Assembly | 1 | 100 |  | MZIR/MZOR Cable | MZIR/MZOR Cable-100A | Lug | 2P5.08PHNX-F | 2 | 1 | 304826 | 306130 | [6 empty] | Lug | 2P5.08PHNX-F | 2 | 1 | 304826 | 306130 | [6 empty] | 609.912 | 1034117 | 1034117
470034 | I/V Cable-100A-20FT-I lug to lug-V phnx to phnx | 20 | Part | Assembly | 1 | 100 |  | MZIR/MZOR Cable | MZIR/MZOR Cable-100A | Lug | 2P5.08PHNX-F | 2 | 1 | 304826 | 306130 | [6 empty] | Lug | 2P5.08PHNX-F | 2 | 1 | 304826 | 306130 | [6 empty] | 807.7956 | 1034118 | 1034118
470036 | I/V Cable-100A-30FT-I lug to lug-V phnx to phnx | 30 | Part | Assembly | 1 | 100 |  | MZIR/MZOR Cable | MZIR/MZOR Cable-100A | Lug | 2P5.08PHNX-F | 2 | 1 | 304826 | 306130 | [6 empty] | Lug | 2P5.08PHNX-F | 2 | 1 | 304826 | 306130 | [6 empty] | 1111.38 | 1034129 | 1034129
470038 | I/V Cable-200A-6FT-I lug to lug-V phnx to phnx | 6 | Part | Assembly | 1 | 200 |  | MZIR/MZOR Cable | MZIR/MZOR Cable-200A | Lug | 2P5.08PHNX-F | 2 | 1 | 315058 | 306130 | [6 empty] | Lug | 2P5.08PHNX-F | 2 | 1 | 315058 | 306130 | [6 empty] | 258.72 | 1034119 | 1034119
470040 | I/V Cable-200A-12FT-I lug to lug-V phnx to phnx | 12 | Part | Assembly | 1 | 200 |  | MZIR/MZOR Cable | MZIR/MZOR Cable-200A | Lug | 2P5.08PHNX-F | 2 | 1 | 315058 | 306130 | [6 empty] | Lug | 2P5.08PHNX-F | 2 | 1 | 315058 | 306130 | [6 empty] | 509.7 | 1034120 | 1034120
470042 | I/V Cable-200A-20FT-I lug to lug-V phnx to phnx | 20 | Part | Assembly | 1 | 200 |  | MZIR/MZOR Cable | MZIR/MZOR Cable-200A | Lug | 2P5.08PHNX-F | 2 | 1 | 315058 | 306130 | [6 empty] | Lug | 2P5.08PHNX-F | 2 | 1 | 315058 | 306130 | [6 empty] | 1146.27 | 1034121 | 1034121
470044 | I/V Cable-200A-30FT-I lug to lug-V phnx to phnx | 30 | Part | Assembly | 1 | 200 |  | MZIR/MZOR Cable | MZIR/MZOR Cable-200A | Lug | 2P5.08PHNX-F | 2 | 1 | 315058 | 306130 | [6 empty] | Lug | 2P5.08PHNX-F | 2 | 1 | 315058 | 306130 | [6 empty] | 2643.66 | 1034122 | 1034122
470048 | I/V cable-4CH-5A-6FT-I 8P5.08 phnx V 8P3.81phnx to 16P3.81phnx | 6 | Part | Assembly | 4 | 5 |  | MZTC Cable | MZTC Cable-5A | 16P3.81PHNX-F |  | 1 |  | 381546 | [7 empty] | 8P5.08PHNX-F | 8P3.81PHNX-F | 1 | 1 | 333250 | 136858 | [6 empty] | 323.93 | 1033917 | 1033917
470050 | I/V cable-4CH-5A-12FT-I 8P5.08 phnx V 8P3.81phnx to 16P3.81phnx | 12 | Part | Assembly | 4 | 5 |  | MZTC Cable | MZTC Cable-5A | 16P3.81PHNX-F |  | 1 |  | 381546 | [7 empty] | 8P5.08PHNX-F | 8P3.81PHNX-F | 1 | 1 | 333250 | 136858 | [6 empty] | 379.91 | 1034215 | 1034215
470052 | I/V cable-4CH-5A-20FT-I 8P5.08 phnx V 8P3.81phnx to 16P3.81phnx | 20 | Part | Assembly | 4 | 5 |  | MZTC Cable | MZTC Cable-5A | 16P3.81PHNX-F |  | 1 |  | 381546 | [7 empty] | 8P5.08PHNX-F | 8P3.81PHNX-F | 1 | 1 | 333250 | 136858 | [6 empty] | 441.47 | 1034315 | 1034315
470054 | I/V cable-4CH-5A-30FT-I 8P5.08 phnx V 8P3.81phnx to 16P3.81phnx | 30 | Part | Assembly | 4 | 5 |  | MZTC Cable | MZTC Cable-5A | 16P3.81PHNX-F |  | 1 |  | 381546 | [7 empty] | 8P5.08PHNX-F | 8P3.81PHNX-F | 1 | 1 | 333250 | 136858 | [6 empty] | 547.82 | 1034316 | 1034316
470056 | I/V cable-4CH-5A-6FT-I 8P7.62phnx-V 8P3.81phnx to 16P3.81phnx | 6 | Part | Assembly | 4 | 5 |  | MZTC Cable | MZTC Cable-5A | 16P3.81PHNX-F |  | 1 |  | 381546 | [7 empty] | 8P7.62PHNX-F | 8P3.81PHNX-F | 1 | 1 | 366098 | 136858 | [6 empty] | 239.0804 | 1034123 | 1034123
470058 | I/V cable-4CH-5A-12FT-I 8P7.62phnx-V 8P3.81phnx to 16P3.81phnx | 12 | Part | Assembly | 4 | 5 |  | MZTC Cable | MZTC Cable-5A | 16P3.81PHNX-F |  | 1 |  | 381546 | [7 empty] | 8P7.62PHNX-F | 8P3.81PHNX-F | 1 | 1 | 366098 | 136858 | [6 empty] | 409.73 | 1034124 | 1034124
470060 | I/V cable-4CH-5A-20FT-I 8P7.62phnx-V 8P3.81phnx to 16P3.81phnx | 20 | Part | Assembly | 4 | 5 |  | MZTC Cable | MZTC Cable-5A | 16P3.81PHNX-F |  | 1 |  | 381546 | [7 empty] | 8P7.62PHNX-F | 8P3.81PHNX-F | 1 | 1 | 366098 | 136858 | [6 empty] | 471.29 | 1033918 | 1033918
470062 | I/V cable-4CH-5A-30FT-I 8P7.62phnx-V 8P3.81phnx to 16P3.81phnx | 30 | Part | Assembly | 4 | 5 |  | MZTC Cable | MZTC Cable-5A | 16P3.81PHNX-F |  | 1 |  | 381546 | [7 empty] | 8P7.62PHNX-F | 8P3.81PHNX-F | 1 | 1 | 366098 | 136858 | [6 empty] | 577.64 | 1033919 | 1033919
470064 | I/V Cable-4CH-16A-6FT-I 8P7.62phnx V 8P3.81phnx to 4P5.08HVphnx | 6 | Part | Assembly | 4 | 16 |  | MZTC Cable | MZTC Cable-16A | 4P5.08PHNX-F-16A |  | 4 |  | 353858 | [7 empty] | 8P7.62PHNX-F | 8P3.81PHNX-F | 1 | 1 | 366098 | 136858 | [6 empty] | 474.714 | 1033920 | 1033920
470066 | I/V Cable-4CH-16A-12FT-I 8P7.62phnx V 8P3.81phnx to 4P5.08HVphnx | 12 | Part | Assembly | 4 | 16 |  | MZTC Cable | MZTC Cable-16A | 4P5.08PHNX-F-16A |  | 4 |  | 353858 | [7 empty] | 8P7.62PHNX-F | 8P3.81PHNX-F | 1 | 1 | 366098 | 136858 | [6 empty] | 519.654 | 1034216 | 1034216
470068 | I/V Cable-4CH-16A-20FT-I 8P7.62phnx V 8P3.81phnx to 4P5.08HVphnx | 20 | Part | Assembly | 4 | 16 |  | MZTC Cable | MZTC Cable-16A | 4P5.08PHNX-F-16A |  | 4 |  | 353858 | [7 empty] | 8P7.62PHNX-F | 8P3.81PHNX-F | 1 | 1 | 366098 | 136858 | [6 empty] | 571.494 | 1033921 | 1033921
470070 | I/V Cable-4CH-16A-30FT-I 8P7.62phnx V 8P3.81phnx to 4P5.08HVphnx | 30 | Part | Assembly | 4 | 16 |  | MZTC Cable | MZTC Cable-16A | 4P5.08PHNX-F-16A |  | 4 |  | 353858 | [7 empty] | 8P7.62PHNX-F | 8P3.81PHNX-F | 1 | 1 | 366098 | 136858 | [6 empty] | 664.794 | 1033922 | 1033922
470072 | I/V cable-4CH-1A-6FT-I 8P5.08 phnx V 8P3.81phnx to 4P5.08Mphnx | 6 | Part | Assembly | 4 | 1 |  | Holder Cable | Holder Cable-1A | 4P5.08PHNX-M |  | 4 |  | 305834 | [7 empty] | 8P5.08PHNX-F | 8P3.81PHNX-F | 1 | 1 | 333250 | 136858 | [6 empty] | 370.37 | 1034125 | 1034125
470074 | I/V cable-4CH-1A-12FT-I 8P5.08 phnx V 8P3.81phnx to 4P5.08Mphnx | 12 | Part | Assembly | 4 | 1 |  | Holder Cable | Holder Cable-1A | 4P5.08PHNX-M |  | 4 |  | 305834 | [7 empty] | 8P5.08PHNX-F | 8P3.81PHNX-F | 1 | 1 | 333250 | 136858 | [6 empty] | 406.46 | 1034126 | 1034126
470076 | I/V cable-4CH-1A-20FT-I 8P5.08 phnx V 8P3.81phnx to 4P5.08Mphnx | 20 | Part | Assembly | 4 | 1 |  | Holder Cable | Holder Cable-1A | 4P5.08PHNX-M |  | 4 |  | 305834 | [7 empty] | 8P5.08PHNX-F | 8P3.81PHNX-F | 1 | 1 | 333250 | 136858 | [6 empty] | 446.15 | 1034127 | 1034127
470078 | I/V cable-4CH-1A-30FT-I 8P5.08 phnx V 8P3.81phnx to 4P5.08Mphnx | 30 | Part | Assembly | 4 | 1 |  | Holder Cable | Holder Cable-1A | 4P5.08PHNX-M |  | 4 |  | 305834 | [7 empty] | 8P5.08PHNX-F | 8P3.81PHNX-F | 1 | 1 | 333250 | 136858 | [6 empty] | 514.7 | 1034128 | 1034128
470080 | I/V cable-4CH-1A-6FT-I 8P7.62phnx-V 8P3.81phnx to 4P5.08Mphnx | 6 | Part | Assembly | 4 | 1 |  | Holder Cable | Holder Cable-1A | 4P5.08PHNX-M |  | 4 |  | 305834 | [7 empty] | 8P7.62PHNX-F | 8P3.81PHNX-F | 1 | 1 | 366098 | 136858 | [6 empty] | 400.19 | 1033923 | 1033923
470082 | I/V cable-4CH-1A-12FT-I 8P7.62phnx-V 8P3.81phnx to 4P5.08Mphnx | 12 | Part | Assembly | 4 | 1 |  | Holder Cable | Holder Cable-1A | 4P5.08PHNX-M |  | 4 |  | 305834 | [7 empty] | 8P7.62PHNX-F | 8P3.81PHNX-F | 1 | 1 | 366098 | 136858 | [6 empty] | 439.88 | 1034130 | 1034130
470084 | I/V cable-4CH-1A-20FT-I 8P7.62phnx-V 8P3.81phnx to 4P5.08Mphnx | 20 | Part | Assembly | 4 | 1 |  | Holder Cable | Holder Cable-1A | 4P5.08PHNX-M |  | 4 |  | 305834 | [7 empty] | 8P7.62PHNX-F | 8P3.81PHNX-F | 1 | 1 | 366098 | 136858 | [6 empty] | 475.97 | 1034131 | 1034131
470086 | I/V cable-4CH-1A-30FT-I 8P7.62phnx-V 8P3.81phnx to 4P5.08Mphnx | 30 | Part | Assembly | 4 | 1 |  | Holder Cable | Holder Cable-1A | 4P5.08PHNX-M |  | 4 |  | 305834 | [7 empty] | 8P7.62PHNX-F | 8P3.81PHNX-F | 1 | 1 | 366098 | 136858 | [6 empty] | 544.52 | 1034132 | 1034132
470088 | I/V cable-4CH-10A-6FT-I 8P5.08 phnx V 8P3.81phnx to 4P5.08Mphnx | 6 | Part | Assembly | 4 | 10 |  | Holder Cable | Holder Cable-10A | 4P5.08PHNX-M |  | 4 |  | 305834 | [7 empty] | 8P5.08PHNX-F | 8P3.81PHNX-F | 1 | 1 | 333250 | 136858 | [6 empty] | 390.62 | 1034133 | 1034133
470090 | I/V cable-4CH-10A-12FT-I 8P5.08 phnx V 8P3.81phnx to 4P5.08Mphnx | 12 | Part | Assembly | 4 | 10 |  | Holder Cable | Holder Cable-10A | 4P5.08PHNX-M |  | 4 |  | 305834 | [7 empty] | 8P5.08PHNX-F | 8P3.81PHNX-F | 1 | 1 | 333250 | 136858 | [6 empty] | 446.6 | 1034134 | 1034134
470092 | I/V cable-4CH-10A-20FT-I 8P5.08 phnx V 8P3.81phnx to 4P5.08Mphnx | 20 | Part | Assembly | 4 | 10 |  | Holder Cable | Holder Cable-10A | 4P5.08PHNX-M |  | 4 |  | 305834 | [7 empty] | 8P5.08PHNX-F | 8P3.81PHNX-F | 1 | 1 | 333250 | 136858 | [6 empty] | 508.16 | 1034135 | 1034135
470094 | I/V cable-4CH-10A-30FT-I 8P5.08 phnx V 8P3.81phnx to 4P5.08Mphnx | 30 | Part | Assembly | 4 | 10 |  | Holder Cable | Holder Cable-10A | 4P5.08PHNX-M |  | 4 |  | 305834 | [7 empty] | 8P5.08PHNX-F | 8P3.81PHNX-F | 1 | 1 | 333250 | 136858 | [6 empty] | 614.51 | 1034136 | 1034136
470096 | I/V cable-4CH-10A-6FT-I 8P7.62phnx-V 8P3.81phnx to 4P5.08Mphnx | 6 | Part | Assembly | 4 | 10 |  | Holder Cable | Holder Cable-10A | 4P5.08PHNX-M |  | 4 |  | 305834 | [7 empty] | 8P7.62PHNX-F | 8P3.81PHNX-F | 1 | 1 | 366098 | 136858 | [6 empty] | 420.44 | 1034137 | 1034137
470098 | I/V cable-4CH-10A-12FT-I 8P7.62phnx-V 8P3.81phnx to 4P5.08Mphnx | 12 | Part | Assembly | 4 | 10 |  | Holder Cable | Holder Cable-10A | 4P5.08PHNX-M |  | 4 |  | 305834 | [7 empty] | 8P7.62PHNX-F | 8P3.81PHNX-F | 1 | 1 | 366098 | 136858 | [6 empty] | 476.42 | 1034138 | 1034138
470100 | I/V cable-4CH-10A-20FT-I 8P7.62phnx-V 8P3.81phnx to 4P5.08Mphnx | 20 | Part | Assembly | 4 | 10 |  | Holder Cable | Holder Cable-10A | 4P5.08PHNX-M |  | 4 |  | 305834 | [7 empty] | 8P7.62PHNX-F | 8P3.81PHNX-F | 1 | 1 | 366098 | 136858 | [6 empty] | 537.98 | 1034139 | 1034139
470102 | I/V cable-4CH-10A-30FT-I 8P7.62phnx-V 8P3.81phnx to 4P5.08Mphnx | 30 | Part | Assembly | 4 | 10 |  | Holder Cable | Holder Cable-10A | 4P5.08PHNX-M |  | 4 |  | 305834 | [7 empty] | 8P7.62PHNX-F | 8P3.81PHNX-F | 1 | 1 | 366098 | 136858 | [6 empty] | 644.33 | 1034140 | 1034140
470104 | I/V Cable-300A-30FT-I Lug to Lug-V 2P5.08phnx to Ring-4 | 30 | Part | Assembly | 1 | 300 |  | Holder Cable | Holder Cable-300A | Lug | Ring | 2 | 2 | 304986 | 305114 | [6 empty] | Lug | 2P5.08PHNX-F | 2 | 1 | 304986 | 306130 | [6 empty] | 3913.32 | 1033924 | 1033924
470106 | I/V Cable-3CH-100A-6FT-I 6P15phnx to Lug-V 6P5.08phnx to Ring-4 | 6 | Part | Assembly | 3 | 100 |  | Holder Cable | Holder Cable-100A | Lug | Ring | 6 | 6 | 304826 | 305114 | [6 empty] | 6P15PHNX-F | 6P5.08PHNX-F | 1 | 1 | 464368 | 316538 | [6 empty] | 570.036 | 1034141 | 1034141
470108 | I/V Cable-3CH-100A-12FT-I 6P15phnx to Lug-V 6P5.08phnx to Ring-4 | 12 | Part | Assembly | 3 | 100 |  | Holder Cable | Holder Cable-100A | Lug | Ring | 6 | 6 | 304826 | 305114 | [6 empty] | 6P15PHNX-F | 6P5.08PHNX-F | 1 | 1 | 464368 | 316538 | [6 empty] | 750.102 | 1034142 | 1034142
470110 | I/V Cable-3CH-100A-20FT-I 6P15phnx to Lug-V 6P5.08phnx to Ring-4 | 20 | Part | Assembly | 3 | 100 |  | Holder Cable | Holder Cable-100A | Lug | Ring | 6 | 6 | 304826 | 305114 | [6 empty] | 6P15PHNX-F | 6P5.08PHNX-F | 1 | 1 | 464368 | 316538 | [6 empty] | 948.1656 | 1034016 | 1034016
470112 | I/V Cable-3CH-100A-30FT-I 6P15phnx to Lug-V 6P5.08phnx to Ring-4 | 30 | Part | Assembly | 3 | 100 |  | Holder Cable | Holder Cable-100A | Lug | Ring | 6 | 6 | 304826 | 305114 | [6 empty] | 6P15PHNX-F | 6P5.08PHNX-F | 1 | 1 | 464368 | 316538 | [6 empty] | 1290.27 | 1034143 | 1034143
470114 | I/V Cable-100A-6FT-I lug to lug-V phnx to Ring-4 | 6 | Part | Assembly | 1 | 100 |  | Holder Cable | Holder Cable-100A | Lug | Ring | 2 | 2 | 304826 | 305114 | [6 empty] | Lug | 2P5.08PHNX-F | 2 | 1 | 304826 | 306130 | [6 empty] | 164.28 | 1034144 | 1034144
470116 | I/V Cable-100A-12FT-I lug to lug-V phnx to Ring-4 | 12 | Part | Assembly | 1 | 100 |  | Holder Cable | Holder Cable-100A | Lug | Ring | 2 | 2 | 304826 | 305114 | [6 empty] | Lug | 2P5.08PHNX-F | 2 | 1 | 304826 | 306130 | [6 empty] | 406.8 | 1034145 | 1034145
470118 | I/V Cable-100A-20FT-I lug to lug-V phnx to Ring-4 | 20 | Part | Assembly | 1 | 100 |  | Holder Cable | Holder Cable-100A | Lug | Ring | 2 | 2 | 304826 | 305114 | [6 empty] | Lug | 2P5.08PHNX-F | 2 | 1 | 304826 | 306130 | [6 empty] | 612.6 | 1034217 | 1034217
470120 | I/V Cable-100A-30FT-I lug to lug-V phnx to Ring-4 | 30 | Part | Assembly | 1 | 100 |  | Holder Cable | Holder Cable-100A | Lug | Ring | 2 | 2 | 304826 | 305114 | [6 empty] | Lug | 2P5.08PHNX-F | 2 | 1 | 304826 | 306130 | [6 empty] | 1363.17 | 1033925 | 1033925
470122 | I/V Cable-200A-6FT-I lug to lug-V phnx to Ring-4 | 6 | Part | Assembly | 1 | 200 |  | Holder Cable | Holder Cable-200A | Lug | Ring | 2 | 2 | 315058 | 305114 | [6 empty] | Lug | 2P5.08PHNX-F | 2 | 1 | 315058 | 306130 | [6 empty] | 255.45 | 1034146 | 1034146
470124 | I/V Cable-200A-12FT-I lug to lug-V phnx to Ring-4 | 12 | Part | Assembly | 1 | 200 |  | Holder Cable | Holder Cable-200A | Lug | Ring | 2 | 2 | 315058 | 305114 | [6 empty] | Lug | 2P5.08PHNX-F | 2 | 1 | 315058 | 306130 | [6 empty] | 506.43 | 1034147 | 1034147
470126 | I/V Cable-200A-20FT-I lug to lug-V phnx to Ring-4 | 20 | Part | Assembly | 1 | 200 |  | Holder Cable | Holder Cable-200A | Lug | Ring | 2 | 2 | 315058 | 305114 | [6 empty] | Lug | 2P5.08PHNX-F | 2 | 1 | 315058 | 306130 | [6 empty] | 1143 | 1034148 | 1034148
470128 | I/V Cable-200A-30FT-I lug to lug-V phnx to Ring-4 | 30 | Part | Assembly | 1 | 200 |  | Holder Cable | Holder Cable-200A | Lug | Ring | 2 | 2 | 315058 | 305114 | [6 empty] | Lug | 2P5.08PHNX-F | 2 | 1 | 315058 | 306130 | [6 empty] | 2640.39 | 1033926 | 1033926
470130 | I/V Cable-300A-6FT-I lug to lug-V phnx to Ring-4 | 6 | Part | Assembly | 1 | 300 |  | Holder Cable | Holder Cable-300A | Lug | Ring | 2 | 2 | 304986 | 305114 | [6 empty] | Lug | 2P5.08PHNX-F | 2 | 1 | 304986 | 306130 | [6 empty] | 317.22 | 1034149 | 1034149
470132 | I/V Cable-300A-12FT-I lug to lug-V phnx to Ring-4 | 12 | Part | Assembly | 1 | 300 |  | Holder Cable | Holder Cable-300A | Lug | Ring | 2 | 2 | 304986 | 305114 | [6 empty] | Lug | 2P5.08PHNX-F | 2 | 1 | 304986 | 306130 | [6 empty] | 798.42 | 1034150 | 1034150
470134 | I/V Cable-300A-20FT-I lug to lug-V phnx to Ring-4 | 20 | Part | Assembly | 1 | 300 |  | Holder Cable | Holder Cable-300A | Lug | Ring | 2 | 2 | 304986 | 305114 | [6 empty] | Lug | 2P5.08PHNX-F | 2 | 1 | 304986 | 306130 | [6 empty] | 1706.19 | 1033927 | 1033927
470136 | I/V Cable-300A-30FT-I lug to lug-V phnx to Ring-4 | 30 | Part | Assembly | 1 | 300 |  | Holder Cable | Holder Cable-300A | Lug | Ring | 2 | 2 | 304986 | 305114 | [6 empty] | Lug | 2P5.08PHNX-F | 2 | 1 | 304986 | 306130 | [6 empty] | 3913.32 | 1034218 | 1034218
470162 | Aux Cable-4CH-6ft-3D built in-2ndV-8P3.81wago to algtr | 6 | Part | Assembly | 4 |  |  | Builtin Aux Cable | Builtin-V | [7 empty] | Alligator | 1 |  |  | 305474 | [7 empty] | 8P3.81WAGO-F |  | 1 |  | 459922 | 142 | 1037916 | 1037916
470164 | Aux Cable-4CH-12ft-3D built in-2ndV-8P3.81wago to algtr | 12 | Part | Assembly | 4 |  |  | Builtin Aux Cable | Builtin-V | [7 empty] | Alligator | 1 |  |  | 305474 | [7 empty] | 8P3.81WAGO-F |  | 1 |  | 459922 | 151 | 1038016 | 1038016
470166 | Aux Cable-4CH-20ft-3D built in-2ndV-8P3.81wago to algtr | 20 | Part | Assembly | 4 |  |  | Builtin Aux Cable | Builtin-V | [7 empty] | Alligator | 1 |  |  | 305474 | [7 empty] | 8P3.81WAGO-F |  | 1 |  | 459922 | 162 | 1038017 | 1038017
470168 | Aux Cable-6ft-2D built in-2ndV-2P2.5phnx to algtr | 6 | Part | Assembly | 1 |  |  | Builtin Aux Cable | Builtin-V | [7 empty] | Alligator | 1 |  |  | 305474 | [7 empty] | 2P2.5PHNX-F |  | 1 |  | 462650 | 38 | 1038116 | 1038116
470170 | Aux Cable-12ft-2D built in-2ndV-2P2.5phnx to algtr | 12 | Part | Assembly | 1 |  |  | Builtin Aux Cable | Builtin-V | [7 empty] | Alligator | 1 |  |  | 305474 | [7 empty] | 2P2.5PHNX-F |  | 1 |  | 462650 | 40 | 1038117 | 1038117
470172 | Aux Cable-20ft-2D built in-2ndV-2P2.5phnx to algtr | 20 | Part | Assembly | 1 |  |  | Builtin Aux Cable | Builtin-V | [7 empty] | Alligator | 1 |  |  | 305474 | [7 empty] | 2P2.5PHNX-F |  | 1 |  | 462650 | 43 | 1038018 | 1038018
470174 | Aux Cable-4CH-6ft-2D built in-2ndV-2P2.5phnx to 8P3.81wago | 4 | Part | Assembly | 4 |  |  | Builtin Aux Cable | Builtin-V | [7 empty] | 8P3.81WAGO-F | 1 |  |  | 459922 | [7 empty] | 2P2.5PHNX-F |  | 1 |  | 462650 | 145 | 1038118 | 1038118
470176 | Aux Cable-4CH-12ft-2D built in-2ndV-2P2.5phnx to 8P3.81wago | 4 | Part | Assembly | 4 |  |  | Builtin Aux Cable | Builtin-V | [7 empty] | 8P3.81WAGO-F | 1 |  |  | 459922 | [7 empty] | 2P2.5PHNX-F |  | 1 |  | 462650 | 155 | 1038119 | 1038119
470178 | Aux Cable-4CH-20ft-2D built in-2ndV-2P2.5phnx to 8P3.81wago | 4 | Part | Assembly | 4 |  |  | Builtin Aux Cable | Builtin-V | [7 empty] | 8P3.81WAGO-F | 1 |  |  | 459922 | [7 empty] | 2P2.5PHNX-F |  | 1 |  | 462650 | 165 | 1038120 | 1038120
470180 | Aux Cable-4CH-30ft-2D built in-2ndV-2P2.5phnx to 8P3.81wago | 4 | Part | Assembly | 4 |  |  | Builtin Aux Cable | Builtin-V | [7 empty] | 8P3.81WAGO-F | 1 |  |  | 459922 | [7 empty] | 2P2.5PHNX-F |  | 1 |  | 462650 | 183 | 1038121 | 1038121
470182 | Aux Cable-6ft-2D built in-2ndV to MZTC-2P2.5phnx to 2P3.81phnx | 6 | Part | Assembly | 1 |  |  | Builtin Aux Cable | Builtin-V | [7 empty] | 2P3.81PHNX-F | 1 |  |  | 322466 | [7 empty] | 2P2.5PHNX-F |  | 1 |  | 462650 | 29 | 1038122 | 1038122
470184 | Aux Cable-12ft-2D built in-2ndV to MZTC-2P2.5phnx to 2P3.81phnx | 12 | Part | Assembly | 1 |  |  | Builtin Aux Cable | Builtin-V | [7 empty] | 2P3.81PHNX-F | 1 |  |  | 322466 | [7 empty] | 2P2.5PHNX-F |  | 1 |  | 462650 | 31 | 1038123 | 1038123
470186 | Aux Cable-20ft-2D built in-2ndV to MZTC-2P2.5phnx to 2P3.81phnx | 20 | Part | Assembly | 1 |  |  | Builtin Aux Cable | Builtin-V | [7 empty] | 2P3.81PHNX-F | 1 |  |  | 322466 | [7 empty] | 2P2.5PHNX-F |  | 1 |  | 462650 | 34 | 1038124 | 1038124
470188 | Aux Cable-30ft-2D built in-2ndV to MZTC-2P2.5phnx to 2P3.81phnx | 30 | Part | Assembly | 1 |  |  | Builtin Aux Cable | Builtin-V | [7 empty] | 2P3.81PHNX-F | 1 |  |  | 322466 | [7 empty] | 2P2.5PHNX-F |  | 1 |  | 462650 | 38 | 1038125 | 1038125
470466 | I/V cable-3CH-10A-6FT-I 6P10.16phnx to Lug-V 6P3.81phnx to algtr | 6 | Part | Assembly | 3 | 10 |  | IV Cable | Linear-10A | Alligator | Alligator | 6 | 6 | 305490 | 305474 | [6 empty] | 6P10.16PHNX-F | 6P3.81PHNX-F | 1 | 1 | 385306 | 335434 |  |  |  | 1 |  |  | 385.21 | 1054051 | 1054051
470468 | I/V cable-3CH-10A-12FT-I 6P10.16phnx to Lug-V 6P3.81phnx to algtr | 12 | Part | Assembly | 3 | 10 |  | IV Cable | Linear-10A | Alligator | Alligator | 6 | 6 | 305490 | 305474 | [6 empty] | 6P10.16PHNX-F | 6P3.81PHNX-F | 1 | 1 | 385306 | 335434 | [6 empty] | 427.18 | 1054151 | 1054151
470470 | I/V cable-3CH-10A-20FT-I 6P10.16phnx to Lug-V 6P3.81phnx to algtr | 20 | Part | Assembly | 3 | 10 |  | IV Cable | Linear-10A | Alligator | Alligator | 6 | 6 | 305490 | 305474 | [6 empty] | 6P10.16PHNX-F | 6P3.81PHNX-F | 1 | 1 | 385306 | 335434 | [6 empty] | 473.35 | 1054052 | 1054052
470472 | I/V cable-3CH-10A-30FT-I 6P10.16phnx to Lug-V 6P3.81phnx to algtr | 30 | Part | Assembly | 3 | 10 |  | IV Cable | Linear-10A | Alligator | Alligator | 6 | 6 | 305490 | 305474 | [6 empty] | 6P10.16PHNX-F | 6P3.81PHNX-F | 1 | 1 | 385306 | 335434 | [6 empty] | 553.12 | 1054053 | 1054053
470788 | I/V Cable-4CH-1A-12FT-PH16P3.81F to algtr | 12 | Part | Assembly | 4 | 1 |  | IV Cable | Linear-1A | Alligator | Alligator | 8 | 8 | 305474 | 305474 | [6 empty] | 16P3.81PHNX-F |  | 1 |  | 381546 | [7 empty] | 407.7 | 1073377 | 1073377
470790 | I/V Cable-4CH-1A-20FT-PH16P3.81F to algtr | 20 | Part | Assembly | 4 | 1 |  | IV Cable | Linear-1A | Alligator | Alligator | 8 | 8 | 305474 | 305474 | [6 empty] | 16P3.81PHNX-F |  | 1 |  | 381546 | [7 empty] | 434.16 | 1073378 | 1073378
470792 | I/V Cable-4CH-1A-30FT-PH16P3.81F to algtr | 30 | Part | Assembly | 4 | 1 |  | IV Cable | Linear-1A | Alligator | Alligator | 8 | 8 | 305474 | 305474 | [6 empty] | 16P3.81PHNX-F |  | 1 |  | 381546 | [7 empty] | 479.86 | 1073379 | 1073379
470868 | I/V cable-3CH-10A-6FT-I 6P10.16 phnx V 6P3.81phnx to 4P5.08Fphnx | 6 | Part | Assembly | 3 | 10 |  | MZIR/MZOR Cable/MZTC Cable/Holder Cable | MZIR/MZOR Cable-10A/MZTC Cable-10A/Holder Cable-10A | 4P5.08PHNX-F |  | 1 |  | 194922 | [7 empty] | 6P10.16PHNX-F | 6P3.81PHNX-F | 1 | 1 | 385306 | 335434 | [6 empty] | 277.59 | 1075384 | 1075384
470870 | I/V cable-3CH-10A-12FT-I 6P10.16 phnx V 6P3.81phnx to 4P5.08Fphnx | 12 | Part | Assembly | 3 | 10 |  | MZIR/MZOR Cable/MZTC Cable/Holder Cable | MZIR/MZOR Cable-10A/MZTC Cable-10A/Holder Cable-10A | 4P5.08PHNX-F |  | 1 |  | 194922 | [7 empty] | 6P10.16PHNX-F | 6P3.81PHNX-F | 1 | 1 | 385306 | 335434 | [6 empty] | 319.56 | 1075484 | 1075484
470872 | I/V cable-3CH-10A-20FT-I 6P10.16 phnx V 6P3.81phnx to 4P5.08Fphnx | 20 | Part | Assembly | 3 | 10 |  | MZIR/MZOR Cable/MZTC Cable/Holder Cable | MZIR/MZOR Cable-10A/MZTC Cable-10A/Holder Cable-10A | 4P5.08PHNX-F |  | 1 |  | 194922 | [7 empty] | 6P10.16PHNX-F | 6P3.81PHNX-F | 1 | 1 | 385306 | 335434 | [6 empty] | 365.73 | 1075485 | 1075485
470874 | I/V cable-3CH-10A-30FT-I 6P10.16 phnx V 6P3.81phnx to 4P5.08Fphnx | 30 | Part | Assembly | 3 | 10 |  | MZIR/MZOR Cable/MZTC Cable/Holder Cable | MZIR/MZOR Cable-10A/MZTC Cable-10A/Holder Cable-10A | 4P5.08PHNX-F |  | 1 |  | 194922 | [7 empty] | 6P10.16PHNX-F | 6P3.81PHNX-F | 1 | 1 | 385306 | 335434 | [6 empty] | 445.5 | 1075486 | 1075486
506914 | Aux Cable - Can-Bus Class 3 DB9, 10m | 30 | Part | Inventory Item | 1 |  |  | Aux Cable | Other Cable | [7 empty] | CAN DB9 Female |  | 1 |  | CAN DB9 Female | [7 empty] | CAN DB9 Male |  | 1 |  | CAN DB9 Male | 69 | 8783 | 8783
507786 | I/V Cable-200A-12FT-I lug to lug-V phnx to algtr | 12 | Part | Assembly | 1 | 200 |  | IV Cable | Linear-200A | Lug | Alligator | 2 | 2 | 315058 | 305490 | [6 empty] | Lug | 2P5.08PHNX-F | 2 | 1 | 315058 | 306130 | [6 empty] | 542.11 | 23421 | 23421
507786 | I/V Cable-200A-12FT-I lug to lug-V phnx to algtr | 12 | Part | Assembly | 1 | 200 |  | IV Cable | Linear-200A | Lug | Alligator | 2 | 2 | 315058 | 305490 | [6 empty] | Lug | 2P5.08PHNX-F | 2 | 1 | 315058 | 306130 | [6 empty] | 542.11 | 23421 | 23421
507786 | I/V Cable-200A-12FT-I lug to lug-V phnx to algtr | 12 | Part | Assembly | 1 | 200 |  | IV Cable | Linear-200A | Lug | Alligator | 2 | 2 | 315058 | 305490 | [6 empty] | Lug | 2P5.08PHNX-F | 2 | 1 | 315058 | 306130 | [6 empty] | 542.11 | 23421 | 23421
507786 | I/V Cable-200A-12FT-I lug to lug-V phnx to algtr | 12 | Part | Assembly | 1 | 200 |  | IV Cable | Linear-200A | Lug | Alligator | 2 | 2 | 315058 | 305490 | [6 empty] | Lug | 2P5.08PHNX-F | 2 | 1 | 315058 | 306130 | [6 empty] | 542.11 | 23421 | 23421
507786 | I/V Cable-200A-12FT-I lug to lug-V phnx to algtr | 12 | Part | Assembly | 1 | 200 |  | IV Cable | Linear-200A | Lug | Alligator | 2 | 2 | 315058 | 305490 | [6 empty] | Lug | 2P5.08PHNX-F | 2 | 1 | 315058 | 306130 | [6 empty] | 542.11 | 23421 | 23421
507786 | I/V Cable-200A-12FT-I lug to lug-V phnx to algtr | 12 | Part | Assembly | 1 | 200 |  | IV Cable | Linear-200A | Lug | Alligator | 2 | 2 | 315058 | 305490 | [6 empty] | Lug | 2P5.08PHNX-F | 2 | 1 | 315058 | 306130 | [6 empty] | 542.11 | 23421 | 23421
507786 | I/V Cable-200A-12FT-I lug to lug-V phnx to algtr | 12 | Part | Assembly | 1 | 200 |  | IV Cable | Linear-200A | Lug | Alligator | 2 | 2 | 315058 | 305490 | [6 empty] | Lug | 2P5.08PHNX-F | 2 | 1 | 315058 | 306130 | [6 empty] | 542.11 | 23421 | 23421
507786 | I/V Cable-200A-12FT-I lug to lug-V phnx to algtr | 12 | Part | Assembly | 1 | 200 |  | IV Cable | Linear-200A | Lug | Alligator | 2 | 2 | 315058 | 305490 | [6 empty] | Lug | 2P5.08PHNX-F | 2 | 1 | 315058 | 306130 | [6 empty] | 542.11 | 23421 | 23421
507826 | I/V Cable-500A-12FT-I lug to lug-V phnx to algtr | 12 | Part | Assembly | 1 | 500 |  | IV Cable | Linear-500A | Copper Bar | Alligator | 2 | 2 | 913036 | 305490 | [6 empty] | Lug | 2P5.08PHNX-F | 2 | 1 | 304986 | 306130 | [6 empty] | 1302.68 | 23426 | 23426
507826 | I/V Cable-500A-12FT-I lug to lug-V phnx to algtr | 12 | Part | Assembly | 1 | 500 |  | IV Cable | Linear-500A | Copper Bar | Alligator | 2 | 2 | 913036 | 305490 | [6 empty] | Lug | 2P5.08PHNX-F | 2 | 1 | 304986 | 306130 | [6 empty] | 1302.68 | 23426 | 23426
507826 | I/V Cable-500A-12FT-I lug to lug-V phnx to algtr | 12 | Part | Assembly | 1 | 500 |  | IV Cable | Linear-500A | Copper Bar | Alligator | 2 | 2 | 913036 | 305490 | [6 empty] | Lug | 2P5.08PHNX-F | 2 | 1 | 304986 | 306130 | [6 empty] | 1302.68 | 23426 | 23426
507826 | I/V Cable-500A-12FT-I lug to lug-V phnx to algtr | 12 | Part | Assembly | 1 | 500 |  | IV Cable | Linear-500A | Copper Bar | Alligator | 2 | 2 | 913036 | 305490 | [6 empty] | Lug | 2P5.08PHNX-F | 2 | 1 | 304986 | 306130 | [6 empty] | 1302.68 | 23426 | 23426
509402 | Aux Cable - 2nd Voltage, Alligator, HCM, 20ft | 20 | Part | Assembly | 1 |  |  | Aux Cable | 2nd Voltage | [7 empty] | Alligator |  | 1 |  | 305474 | [7 empty] | 2P5.08PHNX-F |  | 1 |  | 306130 | 40 | 23481 | 23481
509506 | I/V Cable-300A-12FT-I lug to lug-V phnx to algtr | 12 | Part | Assembly | 1 | 300 |  | IV Cable | Linear-300A | Lug | Alligator | 2 | 2 | 304986 | 305490 | [6 empty] | Lug | 2P5.08PHNX-F | 2 | 1 | 304986 | 306130 | [6 empty] | 834.1 | 23678 | 23678
509730 | I/V Cable-10A-20FT-IV phnx to algtr | 20 | Part | Assembly | 1 | 10 | 300 | IV Cable | Linear-10A | Alligator | Alligator | 2 | 2 | 305490 | 305490 | [6 empty] | 4P5.08PHNX-F |  | 1 |  | 306170 | [7 empty] | 142.05 | 23682 | 23682
509730 | I/V Cable-10A-20FT-IV phnx to algtr | 20 | Part | Assembly | 1 | 10 | 300 | IV Cable | Linear-10A | Alligator | Alligator | 2 | 2 | 305490 | 305490 | [6 empty] | 4P5.08PHNX-F |  | 1 |  | 306170 | [7 empty] | 142.05 | 23682 | 23682
509730 | I/V Cable-10A-20FT-IV phnx to algtr | 20 | Part | Assembly | 1 | 10 | 300 | IV Cable | Linear-10A | Alligator | Alligator | 2 | 2 | 305490 | 305490 | [6 empty] | 4P5.08PHNX-F |  | 1 |  | 306170 | [7 empty] | 142.05 | 23682 | 23682
509730 | I/V Cable-10A-20FT-IV phnx to algtr | 20 | Part | Assembly | 1 | 10 | 300 | IV Cable | Linear-10A | Alligator | Alligator | 2 | 2 | 305490 | 305490 | [6 empty] | 4P5.08PHNX-F |  | 1 |  | 306170 | [7 empty] | 142.05 | 23682 | 23682
509730 | I/V Cable-10A-20FT-IV phnx to algtr | 20 | Part | Assembly | 1 | 10 | 300 | IV Cable | Linear-10A | Alligator | Alligator | 2 | 2 | 305490 | 305490 | [6 empty] | 4P5.08PHNX-F |  | 1 |  | 306170 | [7 empty] | 142.05 | 23682 | 23682
509730 | I/V Cable-10A-20FT-IV phnx to algtr | 20 | Part | Assembly | 1 | 10 | 300 | IV Cable | Linear-10A | Alligator | Alligator | 2 | 2 | 305490 | 305490 | [6 empty] | 4P5.08PHNX-F |  | 1 |  | 306170 | [7 empty] | 142.05 | 23682 | 23682
509730 | I/V Cable-10A-20FT-IV phnx to algtr | 20 | Part | Assembly | 1 | 10 | 300 | IV Cable | Linear-10A | Alligator | Alligator | 2 | 2 | 305490 | 305490 | [6 empty] | 4P5.08PHNX-F |  | 1 |  | 306170 | [7 empty] | 142.05 | 23682 | 23682
509730 | I/V Cable-10A-20FT-IV phnx to algtr | 20 | Part | Assembly | 1 | 10 | 300 | IV Cable | Linear-10A | Alligator | Alligator | 2 | 2 | 305490 | 305490 | [6 empty] | 4P5.08PHNX-F |  | 1 |  | 306170 | [7 empty] | 142.05 | 23682 | 23682
509754 | I/V Cable-200A-6FT-I lug to lug-V phnx to algtr | 6 | Part | Assembly | 1 | 200 |  | IV Cable | Linear-200A | Lug | Alligator | 2 | 2 | 315058 | 305490 | [6 empty] | Lug | 2P5.08PHNX-F | 2 | 1 | 315058 | 306130 | [6 empty] | 285.73 | 23683 | 23683
509754 | I/V Cable-200A-6FT-I lug to lug-V phnx to algtr | 6 | Part | Assembly | 1 | 200 |  | IV Cable | Linear-200A | Lug | Alligator | 2 | 2 | 315058 | 305490 | [6 empty] | Lug | 2P5.08PHNX-F | 2 | 1 | 315058 | 306130 | [6 empty] | 285.73 | 23683 | 23683
509754 | I/V Cable-200A-6FT-I lug to lug-V phnx to algtr | 6 | Part | Assembly | 1 | 200 |  | IV Cable | Linear-200A | Lug | Alligator | 2 | 2 | 315058 | 305490 | [6 empty] | Lug | 2P5.08PHNX-F | 2 | 1 | 315058 | 306130 | [6 empty] | 285.73 | 23683 | 23683
509754 | I/V Cable-200A-6FT-I lug to lug-V phnx to algtr | 6 | Part | Assembly | 1 | 200 |  | IV Cable | Linear-200A | Lug | Alligator | 2 | 2 | 315058 | 305490 | [6 empty] | Lug | 2P5.08PHNX-F | 2 | 1 | 315058 | 306130 | [6 empty] | 285.73 | 23683 | 23683
509754 | I/V Cable-200A-6FT-I lug to lug-V phnx to algtr | 6 | Part | Assembly | 1 | 200 |  | IV Cable | Linear-200A | Lug | Alligator | 2 | 2 | 315058 | 305490 | [6 empty] | Lug | 2P5.08PHNX-F | 2 | 1 | 315058 | 306130 | [6 empty] | 285.73 | 23683 | 23683
509754 | I/V Cable-200A-6FT-I lug to lug-V phnx to algtr | 6 | Part | Assembly | 1 | 200 |  | IV Cable | Linear-200A | Lug | Alligator | 2 | 2 | 315058 | 305490 | [6 empty] | Lug | 2P5.08PHNX-F | 2 | 1 | 315058 | 306130 | [6 empty] | 285.73 | 23683 | 23683
509754 | I/V Cable-200A-6FT-I lug to lug-V phnx to algtr | 6 | Part | Assembly | 1 | 200 |  | IV Cable | Linear-200A | Lug | Alligator | 2 | 2 | 315058 | 305490 | [6 empty] | Lug | 2P5.08PHNX-F | 2 | 1 | 315058 | 306130 | [6 empty] | 285.73 | 23683 | 23683
509754 | I/V Cable-200A-6FT-I lug to lug-V phnx to algtr | 6 | Part | Assembly | 1 | 200 |  | IV Cable | Linear-200A | Lug | Alligator | 2 | 2 | 315058 | 305490 | [6 empty] | Lug | 2P5.08PHNX-F | 2 | 1 | 315058 | 306130 | [6 empty] | 285.73 | 23683 | 23683
509842 | I/V Cable-300A-6FT-I lug to lug-V phnx to algtr | 6 | Part | Assembly | 1 | 300 |  | IV Cable | Linear-300A | Lug | Alligator | 2 | 2 | 304986 | 305490 | [6 empty] | Lug | 2P5.08PHNX-F | 2 | 1 | 304986 | 306130 | [6 empty] | 352.9 | 23684 | 23684
512186 | Aux Cable - Thermistor 10K Ohm, 12ft | 12 | Part | Assembly | 1 |  |  | Aux Cable | Temperature | [8 empty] | 1 |  | PT10k Sensor | [7 empty] | 2P3.5PHNX-F |  | 1 |  | 122770 |  | 236 | 23691 | 23691
514778 | I/V Cable-300A-20FT-I lug to lug-V phnx to algtr | 20 | Part | Assembly | 1 | 300 |  | IV Cable | Linear-300A | Lug | Alligator | 2 | 2 | 304986 | 305490 | [6 empty] | Lug | 2P5.08PHNX-F | 2 | 1 | 304986 | 306130 | [6 empty] | 1741.87 | 24508 | 24508
514786 | I/V cable-50A-20FT-I phnx to lug-V phnx to algtr | 20 | Part | Assembly | 1 | 50 | 300 | IV Cable | Linear-50A | Lug | Alligator | 2 | 2 | 304938 | 305490 | [6 empty] | 2P10.16PHNX-F | 2P5.08PHNX-F | 1 | 1 | 388066 | 306130 | [6 empty] | 264.85 | 24509 | 24509
514786 | I/V cable-50A-20FT-I phnx to lug-V phnx to algtr | 20 | Part | Assembly | 1 | 50 | 300 | IV Cable | Linear-50A | Lug | Alligator | 2 | 2 | 304938 | 305490 | [6 empty] | 2P10.16PHNX-F | 2P5.08PHNX-F | 1 | 1 | 388066 | 306130 | [6 empty] | 264.85 | 24509 | 24509
515786 | I/V cable-25A-20FT-I phnx to lug-V phnx to algtr | 20 | Part | Assembly | 1 | 25 | 300 | IV Cable | Linear-25A | Lug | Alligator | 2 | 2 | 392858 | 305490 | [6 empty] | 4P7.62PHNX-F |  | 1 |  | 400930 | [7 empty] | 183.79 | 28315 | 28315
515786 | I/V cable-25A-20FT-I phnx to lug-V phnx to algtr | 20 | Part | Assembly | 1 | 25 | 300 | IV Cable | Linear-25A | Lug | Alligator | 2 | 2 | 392858 | 305490 | [6 empty] | 4P7.62PHNX-F |  | 1 |  | 400930 | [7 empty] | 183.79 | 28315 | 28315
515786 | I/V cable-25A-20FT-I phnx to lug-V phnx to algtr | 20 | Part | Assembly | 1 | 25 | 300 | IV Cable | Linear-25A | Lug | Alligator | 2 | 2 | 392858 | 305490 | [6 empty] | 4P7.62PHNX-F |  | 1 |  | 400930 | [7 empty] | 183.79 | 28315 | 28315
515786 | I/V cable-25A-20FT-I phnx to lug-V phnx to algtr | 20 | Part | Assembly | 1 | 25 | 300 | IV Cable | Linear-25A | Lug | Alligator | 2 | 2 | 392858 | 305490 | [6 empty] | 4P7.62PHNX-F |  | 1 |  | 400930 | [7 empty] | 183.79 | 28315 | 28315
515786 | I/V cable-25A-20FT-I phnx to lug-V phnx to algtr | 20 | Part | Assembly | 1 | 25 | 300 | IV Cable | Linear-25A | Lug | Alligator | 2 | 2 | 392858 | 305490 | [6 empty] | 4P7.62PHNX-F |  | 1 |  | 400930 | [7 empty] | 183.79 | 28315 | 28315
515786 | I/V cable-25A-20FT-I phnx to lug-V phnx to algtr | 20 | Part | Assembly | 1 | 25 | 300 | IV Cable | Linear-25A | Lug | Alligator | 2 | 2 | 392858 | 305490 | [6 empty] | 4P7.62PHNX-F |  | 1 |  | 400930 | [7 empty] | 183.79 | 28315 | 28315
515786 | I/V cable-25A-20FT-I phnx to lug-V phnx to algtr | 20 | Part | Assembly | 1 | 25 | 300 | IV Cable | Linear-25A | Lug | Alligator | 2 | 2 | 392858 | 305490 | [6 empty] | 4P7.62PHNX-F |  | 1 |  | 400930 | [7 empty] | 183.79 | 28315 | 28315
515786 | I/V cable-25A-20FT-I phnx to lug-V phnx to algtr | 20 | Part | Assembly | 1 | 25 | 300 | IV Cable | Linear-25A | Lug | Alligator | 2 | 2 | 392858 | 305490 | [6 empty] | 4P7.62PHNX-F |  | 1 |  | 400930 | [7 empty] | 183.79 | 28315 | 28315
601300 | Aux Cable - Can-Bus Class 3 DB9, 4m | 12 | Part | Inventory Item | 1 |  |  | Aux Cable | Other Cable | [7 empty] | CAN DB9 Female |  | 1 |  | CAN DB9 Female | [7 empty] | CAN DB9 Male |  | 1 |  | CAN DB9 Male | 46 | 45870 | 45870
603668 | Accessory-RJ45 Female to DB9 Female Serial RS232 Modular Adapter-Gray |  | Part | Inventory Item | 1 |  |  | Aux Cable | Other Cable | [7 empty] | Wire |  | 1 |  | It's a connector | [7 empty] | RJ45 |  | 1 |  | It's a connector | 26 | 320851 | 320851
604170 | Aux Cable-6ft-External Temperature Cable-PT100 to MZTC | 6 | Part | Assembly | 1 |  |  | Aux Cable | Temperature | [6 empty] | 2P3.81PHNX-F |  | 1 |  | 322466 | [7 empty] | 4P3.5PHNX-F |  | 1 |  | 305954 |  | 63 | 942375 | 942375
605554 | I/V Cable-4CH-60A-30FT-PH8P10.16F&8P3.81F to 4xPH2P10.16F&2P5.08F | 30 | Part | Assembly | 4 | 60 |  | MZIR/MZOR Cable/MZTC Cable/Holder Cable | MZIR/MZOR Cable-60A/MZTC Cable-60A/Holder Cable-60A | 2P10.16PHNX-F | 2P5.08PHNX-F | 4 | 4 | 388066 | 306130 | [6 empty] | 8P10.16PHNX-F | 8P3.81PHNX-F | 1 | 1 | 374578 | 136858 | [6 empty] | 1245.24 | 1037724 | 1037724
606542 | Cable Drawing |  | Part | Inventory Item |  |  |  | Aux Cable | Others | [24 empty] | 66666660 | 1027607 | 1027607
904376 | Aux Cable - 2nd Voltage, Alligator, HCM, 30ft | 30 | Part | Assembly | 1 |  |  | Aux Cable | 2nd Voltage | [7 empty] | Alligator |  | 1 |  | 305474 | [7 empty] | 2P5.08PHNX-F |  | 1 |  | 306130 | 44 | 42117 | 42117
904378 | Aux Cable - VL/DIDO, Alligator, 12ft | 12 | Part | Assembly | 1 |  |  | Aux Cable | DIDO/3D Aux-AO | [7 empty] | Alligator |  | 1 |  | 305474 | [7 empty] | 2P3.5PHNX-F |  | 1 |  | 122770 | 35 | 42118 | 42118
904384 | Aux Cable - 2nd Voltage, Banana, HCM, 12ft | 12 | Part | Assembly | 1 |  |  | Aux Cable | 2nd Voltage | [7 empty] | 4mm Banana Plug |  | 1 |  | 107714 | [7 empty] | 2P5.08PHNX-F |  | 1 |  | 306130 | 47 | 42121 | 42121
904394 | Aux Cable-PT100-P0.BT252012.PB4L6100-ClassA(Range(-50)~200?)-20FT-Maserac-4P Phoenix plug | 20 | Part | Assembly | 1 |  |  | Aux Cable | Temperature | [8 empty] | 1 |  | PT100 Sensor | [7 empty] | 4P3.5PHNX-F |  | 1 |  | 305954 |  | 144 | 42126 | 42126
904406 | Aux Cable - Thermistor 10K Ohm, 20ft | 20 | Part | Assembly | 1 |  |  | Aux Cable | Temperature | [8 empty] | 1 |  | PT10k Sensor | [7 empty] | 2P3.5PHNX-F |  | 1 |  | 122770 |  | 248 | 42132 | 42132
904408 | I/V Cable-1A-20FT-IV phnx to algtr | 20 | Part | Assembly | 1 | 1 | 300 | IV Cable | Linear-1A | Alligator | Alligator | 2 | 2 | 305474 | 305474 | [6 empty] | 4P5.08PHNX-F |  | 1 |  | 194922 | [7 empty] | 113.7 | 42133 | 42133
904408 | I/V Cable-1A-20FT-IV phnx to algtr | 20 | Part | Assembly | 1 | 1 | 300 | IV Cable | Linear-1A | Alligator | Alligator | 2 | 2 | 305474 | 305474 | [6 empty] | 4P5.08PHNX-F |  | 1 |  | 194922 | [7 empty] | 113.7 | 42133 | 42133
904408 | I/V Cable-1A-20FT-IV phnx to algtr | 20 | Part | Assembly | 1 | 1 | 300 | IV Cable | Linear-1A | Alligator | Alligator | 2 | 2 | 305474 | 305474 | [6 empty] | 4P5.08PHNX-F |  | 1 |  | 194922 | [7 empty] | 113.7 | 42133 | 42133
904408 | I/V Cable-1A-20FT-IV phnx to algtr | 20 | Part | Assembly | 1 | 1 | 300 | IV Cable | Linear-1A | Alligator | Alligator | 2 | 2 | 305474 | 305474 | [6 empty] | 4P5.08PHNX-F |  | 1 |  | 194922 | [7 empty] | 113.7 | 42133 | 42133
904408 | I/V Cable-1A-20FT-IV phnx to algtr | 20 | Part | Assembly | 1 | 1 | 300 | IV Cable | Linear-1A | Alligator | Alligator | 2 | 2 | 305474 | 305474 | [6 empty] | 4P5.08PHNX-F |  | 1 |  | 194922 | [7 empty] | 113.7 | 42133 | 42133
904408 | I/V Cable-1A-20FT-IV phnx to algtr | 20 | Part | Assembly | 1 | 1 | 300 | IV Cable | Linear-1A | Alligator | Alligator | 2 | 2 | 305474 | 305474 | [6 empty] | 4P5.08PHNX-F |  | 1 |  | 194922 | [7 empty] | 113.7 | 42133 | 42133
904408 | I/V Cable-1A-20FT-IV phnx to algtr | 20 | Part | Assembly | 1 | 1 | 300 | IV Cable | Linear-1A | Alligator | Alligator | 2 | 2 | 305474 | 305474 | [6 empty] | 4P5.08PHNX-F |  | 1 |  | 194922 | [7 empty] | 113.7 | 42133 | 42133
904408 | I/V Cable-1A-20FT-IV phnx to algtr | 20 | Part | Assembly | 1 | 1 | 300 | IV Cable | Linear-1A | Alligator | Alligator | 2 | 2 | 305474 | 305474 | [6 empty] | 4P5.08PHNX-F |  | 1 |  | 194922 | [7 empty] | 113.7 | 42133 | 42133
904428 | I/V Cable-100A-30FT-I lug to lug-V phnx to algtr | 30 | Part | Assembly | 1 | 100 |  | IV Cable | Linear-100A | Lug | Alligator | 2 | 2 | 304826 | 305490 | [6 empty] | Lug | 2P5.08PHNX-F | 2 | 1 | 304826 | 306130 | [6 empty] | 1398.85 | 42143 | 42143
904428 | I/V Cable-100A-30FT-I lug to lug-V phnx to algtr | 30 | Part | Assembly | 1 | 100 |  | IV Cable | Linear-100A | Lug | Alligator | 2 | 2 | 304826 | 305490 | [6 empty] | Lug | 2P5.08PHNX-F | 2 | 1 | 304826 | 306130 | [6 empty] | 1398.85 | 42143 | 42143
904428 | I/V Cable-100A-30FT-I lug to lug-V phnx to algtr | 30 | Part | Assembly | 1 | 100 |  | IV Cable | Linear-100A | Lug | Alligator | 2 | 2 | 304826 | 305490 | [6 empty] | Lug | 2P5.08PHNX-F | 2 | 1 | 304826 | 306130 | [6 empty] | 1398.85 | 42143 | 42143
904428 | I/V Cable-100A-30FT-I lug to lug-V phnx to algtr | 30 | Part | Assembly | 1 | 100 |  | IV Cable | Linear-100A | Lug | Alligator | 2 | 2 | 304826 | 305490 | [6 empty] | Lug | 2P5.08PHNX-F | 2 | 1 | 304826 | 306130 | [6 empty] | 1398.85 | 42143 | 42143
904428 | I/V Cable-100A-30FT-I lug to lug-V phnx to algtr | 30 | Part | Assembly | 1 | 100 |  | IV Cable | Linear-100A | Lug | Alligator | 2 | 2 | 304826 | 305490 | [6 empty] | Lug | 2P5.08PHNX-F | 2 | 1 | 304826 | 306130 | [6 empty] | 1398.85 | 42143 | 42143
904428 | I/V Cable-100A-30FT-I lug to lug-V phnx to algtr | 30 | Part | Assembly | 1 | 100 |  | IV Cable | Linear-100A | Lug | Alligator | 2 | 2 | 304826 | 305490 | [6 empty] | Lug | 2P5.08PHNX-F | 2 | 1 | 304826 | 306130 | [6 empty] | 1398.85 | 42143 | 42143
904428 | I/V Cable-100A-30FT-I lug to lug-V phnx to algtr | 30 | Part | Assembly | 1 | 100 |  | IV Cable | Linear-100A | Lug | Alligator | 2 | 2 | 304826 | 305490 | [6 empty] | Lug | 2P5.08PHNX-F | 2 | 1 | 304826 | 306130 | [6 empty] | 1398.85 | 42143 | 42143
904428 | I/V Cable-100A-30FT-I lug to lug-V phnx to algtr | 30 | Part | Assembly | 1 | 100 |  | IV Cable | Linear-100A | Lug | Alligator | 2 | 2 | 304826 | 305490 | [6 empty] | Lug | 2P5.08PHNX-F | 2 | 1 | 304826 | 306130 | [6 empty] | 1398.85 | 42143 | 42143
904430 | I/V Cable-10A-30FT-IV phnx to algtr | 30 | Part | Assembly | 1 | 10 | 300 | IV Cable | Linear-10A | Alligator | Alligator | 2 | 2 | 305490 | 305490 | [6 empty] | 4P5.08PHNX-F |  | 1 |  | 306170 | [7 empty] | 168.63 | 42144 | 42144
904430 | I/V Cable-10A-30FT-IV phnx to algtr | 30 | Part | Assembly | 1 | 10 | 300 | IV Cable | Linear-10A | Alligator | Alligator | 2 | 2 | 305490 | 305490 | [6 empty] | 4P5.08PHNX-F |  | 1 |  | 306170 | [7 empty] | 168.63 | 42144 | 42144
904430 | I/V Cable-10A-30FT-IV phnx to algtr | 30 | Part | Assembly | 1 | 10 | 300 | IV Cable | Linear-10A | Alligator | Alligator | 2 | 2 | 305490 | 305490 | [6 empty] | 4P5.08PHNX-F |  | 1 |  | 306170 | [7 empty] | 168.63 | 42144 | 42144
904430 | I/V Cable-10A-30FT-IV phnx to algtr | 30 | Part | Assembly | 1 | 10 | 300 | IV Cable | Linear-10A | Alligator | Alligator | 2 | 2 | 305490 | 305490 | [6 empty] | 4P5.08PHNX-F |  | 1 |  | 306170 | [7 empty] | 168.63 | 42144 | 42144
904430 | I/V Cable-10A-30FT-IV phnx to algtr | 30 | Part | Assembly | 1 | 10 | 300 | IV Cable | Linear-10A | Alligator | Alligator | 2 | 2 | 305490 | 305490 | [6 empty] | 4P5.08PHNX-F |  | 1 |  | 306170 | [7 empty] | 168.63 | 42144 | 42144
904430 | I/V Cable-10A-30FT-IV phnx to algtr | 30 | Part | Assembly | 1 | 10 | 300 | IV Cable | Linear-10A | Alligator | Alligator | 2 | 2 | 305490 | 305490 | [6 empty] | 4P5.08PHNX-F |  | 1 |  | 306170 | [7 empty] | 168.63 | 42144 | 42144
904430 | I/V Cable-10A-30FT-IV phnx to algtr | 30 | Part | Assembly | 1 | 10 | 300 | IV Cable | Linear-10A | Alligator | Alligator | 2 | 2 | 305490 | 305490 | [6 empty] | 4P5.08PHNX-F |  | 1 |  | 306170 | [7 empty] | 168.63 | 42144 | 42144
904430 | I/V Cable-10A-30FT-IV phnx to algtr | 30 | Part | Assembly | 1 | 10 | 300 | IV Cable | Linear-10A | Alligator | Alligator | 2 | 2 | 305490 | 305490 | [6 empty] | 4P5.08PHNX-F |  | 1 |  | 306170 | [7 empty] | 168.63 | 42144 | 42144
904464 | I/V cable-25A-30FT-I phnx to lug-V phnx to algtr | 30 | Part | Assembly | 1 | 25 | 300 | IV Cable | Linear-25A | Lug | Alligator | 2 | 2 | 392858 | 305490 | [6 empty] | 4P7.62PHNX-F |  | 1 |  | 400930 | [7 empty] | 214.15 | 42161 | 42161
904464 | I/V cable-25A-30FT-I phnx to lug-V phnx to algtr | 30 | Part | Assembly | 1 | 25 | 300 | IV Cable | Linear-25A | Lug | Alligator | 2 | 2 | 392858 | 305490 | [6 empty] | 4P7.62PHNX-F |  | 1 |  | 400930 | [7 empty] | 214.15 | 42161 | 42161
904464 | I/V cable-25A-30FT-I phnx to lug-V phnx to algtr | 30 | Part | Assembly | 1 | 25 | 300 | IV Cable | Linear-25A | Lug | Alligator | 2 | 2 | 392858 | 305490 | [6 empty] | 4P7.62PHNX-F |  | 1 |  | 400930 | [7 empty] | 214.15 | 42161 | 42161
904464 | I/V cable-25A-30FT-I phnx to lug-V phnx to algtr | 30 | Part | Assembly | 1 | 25 | 300 | IV Cable | Linear-25A | Lug | Alligator | 2 | 2 | 392858 | 305490 | [6 empty] | 4P7.62PHNX-F |  | 1 |  | 400930 | [7 empty] | 214.15 | 42161 | 42161
904464 | I/V cable-25A-30FT-I phnx to lug-V phnx to algtr | 30 | Part | Assembly | 1 | 25 | 300 | IV Cable | Linear-25A | Lug | Alligator | 2 | 2 | 392858 | 305490 | [6 empty] | 4P7.62PHNX-F |  | 1 |  | 400930 | [7 empty] | 214.15 | 42161 | 42161
904464 | I/V cable-25A-30FT-I phnx to lug-V phnx to algtr | 30 | Part | Assembly | 1 | 25 | 300 | IV Cable | Linear-25A | Lug | Alligator | 2 | 2 | 392858 | 305490 | [6 empty] | 4P7.62PHNX-F |  | 1 |  | 400930 | [7 empty] | 214.15 | 42161 | 42161
904464 | I/V cable-25A-30FT-I phnx to lug-V phnx to algtr | 30 | Part | Assembly | 1 | 25 | 300 | IV Cable | Linear-25A | Lug | Alligator | 2 | 2 | 392858 | 305490 | [6 empty] | 4P7.62PHNX-F |  | 1 |  | 400930 | [7 empty] | 214.15 | 42161 | 42161
904464 | I/V cable-25A-30FT-I phnx to lug-V phnx to algtr | 30 | Part | Assembly | 1 | 25 | 300 | IV Cable | Linear-25A | Lug | Alligator | 2 | 2 | 392858 | 305490 | [6 empty] | 4P7.62PHNX-F |  | 1 |  | 400930 | [7 empty] | 214.15 | 42161 | 42161
904474 | I/V Cable-200A-20FT-I lug to lug-V phnx to algtr | 20 | Part | Assembly | 1 | 200 |  | IV Cable | Linear-200A | Lug | Alligator | 2 | 2 | 315058 | 305490 | [6 empty] | Lug | 2P5.08PHNX-F | 2 | 1 | 315058 | 306130 | [6 empty] | 1178.68 | 42166 | 42166
904474 | I/V Cable-200A-20FT-I lug to lug-V phnx to algtr | 20 | Part | Assembly | 1 | 200 |  | IV Cable | Linear-200A | Lug | Alligator | 2 | 2 | 315058 | 305490 | [6 empty] | Lug | 2P5.08PHNX-F | 2 | 1 | 315058 | 306130 | [6 empty] | 1178.68 | 42166 | 42166
904474 | I/V Cable-200A-20FT-I lug to lug-V phnx to algtr | 20 | Part | Assembly | 1 | 200 |  | IV Cable | Linear-200A | Lug | Alligator | 2 | 2 | 315058 | 305490 | [6 empty] | Lug | 2P5.08PHNX-F | 2 | 1 | 315058 | 306130 | [6 empty] | 1178.68 | 42166 | 42166
904474 | I/V Cable-200A-20FT-I lug to lug-V phnx to algtr | 20 | Part | Assembly | 1 | 200 |  | IV Cable | Linear-200A | Lug | Alligator | 2 | 2 | 315058 | 305490 | [6 empty] | Lug | 2P5.08PHNX-F | 2 | 1 | 315058 | 306130 | [6 empty] | 1178.68 | 42166 | 42166
904474 | I/V Cable-200A-20FT-I lug to lug-V phnx to algtr | 20 | Part | Assembly | 1 | 200 |  | IV Cable | Linear-200A | Lug | Alligator | 2 | 2 | 315058 | 305490 | [6 empty] | Lug | 2P5.08PHNX-F | 2 | 1 | 315058 | 306130 | [6 empty] | 1178.68 | 42166 | 42166
904474 | I/V Cable-200A-20FT-I lug to lug-V phnx to algtr | 20 | Part | Assembly | 1 | 200 |  | IV Cable | Linear-200A | Lug | Alligator | 2 | 2 | 315058 | 305490 | [6 empty] | Lug | 2P5.08PHNX-F | 2 | 1 | 315058 | 306130 | [6 empty] | 1178.68 | 42166 | 42166
904474 | I/V Cable-200A-20FT-I lug to lug-V phnx to algtr | 20 | Part | Assembly | 1 | 200 |  | IV Cable | Linear-200A | Lug | Alligator | 2 | 2 | 315058 | 305490 | [6 empty] | Lug | 2P5.08PHNX-F | 2 | 1 | 315058 | 306130 | [6 empty] | 1178.68 | 42166 | 42166
904474 | I/V Cable-200A-20FT-I lug to lug-V phnx to algtr | 20 | Part | Assembly | 1 | 200 |  | IV Cable | Linear-200A | Lug | Alligator | 2 | 2 | 315058 | 305490 | [6 empty] | Lug | 2P5.08PHNX-F | 2 | 1 | 315058 | 306130 | [6 empty] | 1178.68 | 42166 | 42166
904494 | I/V cable-50A-30FT-I phnx to lug-V phnx to algtr | 30 | Part | Assembly | 1 | 50 | 300 | IV Cable | Linear-50A | Lug | Alligator | 2 | 2 | 304938 | 305490 | [6 empty] | 2P10.16PHNX-F | 2P5.08PHNX-F | 1 | 1 | 388066 | 306130 | [6 empty] | 330.19 | 42176 | 42176
904494 | I/V cable-50A-30FT-I phnx to lug-V phnx to algtr | 30 | Part | Assembly | 1 | 50 | 300 | IV Cable | Linear-50A | Lug | Alligator | 2 | 2 | 304938 | 305490 | [6 empty] | 2P10.16PHNX-F | 2P5.08PHNX-F | 1 | 1 | 388066 | 306130 | [6 empty] | 330.19 | 42176 | 42176
904494 | I/V cable-50A-30FT-I phnx to lug-V phnx to algtr | 30 | Part | Assembly | 1 | 50 | 300 | IV Cable | Linear-50A | Lug | Alligator | 2 | 2 | 304938 | 305490 | [6 empty] | 2P10.16PHNX-F | 2P5.08PHNX-F | 1 | 1 | 388066 | 306130 | [6 empty] | 330.19 | 42176 | 42176
904494 | I/V cable-50A-30FT-I phnx to lug-V phnx to algtr | 30 | Part | Assembly | 1 | 50 | 300 | IV Cable | Linear-50A | Lug | Alligator | 2 | 2 | 304938 | 305490 | [6 empty] | 2P10.16PHNX-F | 2P5.08PHNX-F | 1 | 1 | 388066 | 306130 | [6 empty] | 330.19 | 42176 | 42176
904494 | I/V cable-50A-30FT-I phnx to lug-V phnx to algtr | 30 | Part | Assembly | 1 | 50 | 300 | IV Cable | Linear-50A | Lug | Alligator | 2 | 2 | 304938 | 305490 | [6 empty] | 2P10.16PHNX-F | 2P5.08PHNX-F | 1 | 1 | 388066 | 306130 | [6 empty] | 330.19 | 42176 | 42176
904494 | I/V cable-50A-30FT-I phnx to lug-V phnx to algtr | 30 | Part | Assembly | 1 | 50 | 300 | IV Cable | Linear-50A | Lug | Alligator | 2 | 2 | 304938 | 305490 | [6 empty] | 2P10.16PHNX-F | 2P5.08PHNX-F | 1 | 1 | 388066 | 306130 | [6 empty] | 330.19 | 42176 | 42176
904494 | I/V cable-50A-30FT-I phnx to lug-V phnx to algtr | 30 | Part | Assembly | 1 | 50 | 300 | IV Cable | Linear-50A | Lug | Alligator | 2 | 2 | 304938 | 305490 | [6 empty] | 2P10.16PHNX-F | 2P5.08PHNX-F | 1 | 1 | 388066 | 306130 | [6 empty] | 330.19 | 42176 | 42176
904494 | I/V cable-50A-30FT-I phnx to lug-V phnx to algtr | 30 | Part | Assembly | 1 | 50 | 300 | IV Cable | Linear-50A | Lug | Alligator | 2 | 2 | 304938 | 305490 | [6 empty] | 2P10.16PHNX-F | 2P5.08PHNX-F | 1 | 1 | 388066 | 306130 | [6 empty] | 330.19 | 42176 | 42176
904500 | I/V Cable-100A-20FT-I lug to lug-V phnx to algtr | 20 | Part | Assembly | 1 | 100 |  | IV Cable | Linear-100A | Lug | Alligator | 2 | 2 | 304826 | 305490 | [6 empty] | Lug | 2P5.08PHNX-F | 2 | 1 | 304826 | 306130 | [6 empty] | 648.28 | 42179 | 42179
904500 | I/V Cable-100A-20FT-I lug to lug-V phnx to algtr | 20 | Part | Assembly | 1 | 100 |  | IV Cable | Linear-100A | Lug | Alligator | 2 | 2 | 304826 | 305490 | [6 empty] | Lug | 2P5.08PHNX-F | 2 | 1 | 304826 | 306130 | [6 empty] | 648.28 | 42179 | 42179
904500 | I/V Cable-100A-20FT-I lug to lug-V phnx to algtr | 20 | Part | Assembly | 1 | 100 |  | IV Cable | Linear-100A | Lug | Alligator | 2 | 2 | 304826 | 305490 | [6 empty] | Lug | 2P5.08PHNX-F | 2 | 1 | 304826 | 306130 | [6 empty] | 648.28 | 42179 | 42179
904500 | I/V Cable-100A-20FT-I lug to lug-V phnx to algtr | 20 | Part | Assembly | 1 | 100 |  | IV Cable | Linear-100A | Lug | Alligator | 2 | 2 | 304826 | 305490 | [6 empty] | Lug | 2P5.08PHNX-F | 2 | 1 | 304826 | 306130 | [6 empty] | 648.28 | 42179 | 42179
904500 | I/V Cable-100A-20FT-I lug to lug-V phnx to algtr | 20 | Part | Assembly | 1 | 100 |  | IV Cable | Linear-100A | Lug | Alligator | 2 | 2 | 304826 | 305490 | [6 empty] | Lug | 2P5.08PHNX-F | 2 | 1 | 304826 | 306130 | [6 empty] | 648.28 | 42179 | 42179
904500 | I/V Cable-100A-20FT-I lug to lug-V phnx to algtr | 20 | Part | Assembly | 1 | 100 |  | IV Cable | Linear-100A | Lug | Alligator | 2 | 2 | 304826 | 305490 | [6 empty] | Lug | 2P5.08PHNX-F | 2 | 1 | 304826 | 306130 | [6 empty] | 648.28 | 42179 | 42179
904500 | I/V Cable-100A-20FT-I lug to lug-V phnx to algtr | 20 | Part | Assembly | 1 | 100 |  | IV Cable | Linear-100A | Lug | Alligator | 2 | 2 | 304826 | 305490 | [6 empty] | Lug | 2P5.08PHNX-F | 2 | 1 | 304826 | 306130 | [6 empty] | 648.28 | 42179 | 42179
904500 | I/V Cable-100A-20FT-I lug to lug-V phnx to algtr | 20 | Part | Assembly | 1 | 100 |  | IV Cable | Linear-100A | Lug | Alligator | 2 | 2 | 304826 | 305490 | [6 empty] | Lug | 2P5.08PHNX-F | 2 | 1 | 304826 | 306130 | [6 empty] | 648.28 | 42179 | 42179
905736 | Aux Cable - 2nd Voltage, Bare, HCM, 6ft | 6 | Part | Assembly | 1 |  |  | Aux Cable | 2nd Voltage | [19 empty] | 2P5.08PHNX-F |  | 1 |  | 306130 | 23 | 62210 | 62210
905738 | Aux Cable - 2nd Voltage, Bare, HCM, 12ft | 12 | Part | Assembly | 1 |  |  | Aux Cable | 2nd Voltage | [19 empty] | 2P5.08PHNX-F |  | 1 |  | 306130 | 25 | 62211 | 62211
905740 | Aux Cable - 2nd Voltage, Bare, HCM, 20ft | 20 | Part | Assembly | 1 |  |  | Aux Cable | 2nd Voltage | [19 empty] | 2P5.08PHNX-F |  | 1 |  | 306130 | 28 | 62212 | 62212
905742 | Aux Cable - 2nd Voltage, Bare, HCM, 30ft | 30 | Part | Assembly | 1 |  |  | Aux Cable | 2nd Voltage | [19 empty] | 2P5.08PHNX-F |  | 1 |  | 306130 | 32 | 62213 | 62213
906402 | Accessory-RTD/PT-100 Sensor for MZTC | 1 | Part | Assembly | 1 |  |  | MZTC Cable | MZTC Aux Cable | [8 empty] | 1 |  | PT100 Sensor | [7 empty] | 2P 2.54mm Molex |  | 1 |  | 122978 |  | 57 | 89297 | 89297
906628 | I/V cable-4CH-60A-20FT-I phnx to lug-V phnx to algtr | 20 | Part | Assembly | 4 | 60 | 300 | IV Cable | Linear-60A | Lug | Alligator | 8 | 8 | 304938 | 305490 | [6 empty] | 8P10.16PHNX-F | 8P3.81PHNX-F | 1 | 1 | 374578 | 136858 | [6 empty] | 1022.74 | 95244 | 95244
906628 | I/V cable-4CH-60A-20FT-I phnx to lug-V phnx to algtr | 20 | Part | Assembly | 4 | 60 | 300 | IV Cable | Linear-60A | Lug | Alligator | 8 | 8 | 304938 | 305490 | [6 empty] | 8P10.16PHNX-F | 8P3.81PHNX-F | 1 | 1 | 374578 | 136858 | [6 empty] | 1022.74 | 95244 | 95244
906628 | I/V cable-4CH-60A-20FT-I phnx to lug-V phnx to algtr | 20 | Part | Assembly | 4 | 60 | 300 | IV Cable | Linear-60A | Lug | Alligator | 8 | 8 | 304938 | 305490 | [6 empty] | 8P10.16PHNX-F | 8P3.81PHNX-F | 1 | 1 | 374578 | 136858 | [6 empty] | 1022.74 | 95244 | 95244
906628 | I/V cable-4CH-60A-20FT-I phnx to lug-V phnx to algtr | 20 | Part | Assembly | 4 | 60 | 300 | IV Cable | Linear-60A | Lug | Alligator | 8 | 8 | 304938 | 305490 | [6 empty] | 8P10.16PHNX-F | 8P3.81PHNX-F | 1 | 1 | 374578 | 136858 | [6 empty] | 1022.74 | 95244 | 95244
906628 | I/V cable-4CH-60A-20FT-I phnx to lug-V phnx to algtr | 20 | Part | Assembly | 4 | 60 | 300 | IV Cable | Linear-60A | Lug | Alligator | 8 | 8 | 304938 | 305490 | [6 empty] | 8P10.16PHNX-F | 8P3.81PHNX-F | 1 | 1 | 374578 | 136858 | [6 empty] | 1022.74 | 95244 | 95244
906628 | I/V cable-4CH-60A-20FT-I phnx to lug-V phnx to algtr | 20 | Part | Assembly | 4 | 60 | 300 | IV Cable | Linear-60A | Lug | Alligator | 8 | 8 | 304938 | 305490 | [6 empty] | 8P10.16PHNX-F | 8P3.81PHNX-F | 1 | 1 | 374578 | 136858 | [6 empty] | 1022.74 | 95244 | 95244
906628 | I/V cable-4CH-60A-20FT-I phnx to lug-V phnx to algtr | 20 | Part | Assembly | 4 | 60 | 300 | IV Cable | Linear-60A | Lug | Alligator | 8 | 8 | 304938 | 305490 | [6 empty] | 8P10.16PHNX-F | 8P3.81PHNX-F | 1 | 1 | 374578 | 136858 | [6 empty] | 1022.74 | 95244 | 95244
906628 | I/V cable-4CH-60A-20FT-I phnx to lug-V phnx to algtr | 20 | Part | Assembly | 4 | 60 | 300 | IV Cable | Linear-60A | Lug | Alligator | 8 | 8 | 304938 | 305490 | [6 empty] | 8P10.16PHNX-F | 8P3.81PHNX-F | 1 | 1 | 374578 | 136858 | [6 empty] | 1022.74 | 95244 | 95244
906764 | I/V Cable-4CH-10A-6FT-IV phnx to algtr | 6 | Part | Assembly | 4 | 10 | 300 | IV Cable | Linear-10A | Alligator | Alligator | 8 | 8 | 305490 | 305490 | [6 empty] | 8P10.16PHNX-F | 8P3.81PHNX-F | 1 | 1 | 374578 | 136858 | [6 empty] | 546.3 | 98109 | 98109
906764 | I/V Cable-4CH-10A-6FT-IV phnx to algtr | 6 | Part | Assembly | 4 | 10 | 300 | IV Cable | Linear-10A | Alligator | Alligator | 8 | 8 | 305490 | 305490 | [6 empty] | 8P10.16PHNX-F | 8P3.81PHNX-F | 1 | 1 | 374578 | 136858 | [6 empty] | 546.3 | 98109 | 98109
906764 | I/V Cable-4CH-10A-6FT-IV phnx to algtr | 6 | Part | Assembly | 4 | 10 | 300 | IV Cable | Linear-10A | Alligator | Alligator | 8 | 8 | 305490 | 305490 | [6 empty] | 8P10.16PHNX-F | 8P3.81PHNX-F | 1 | 1 | 374578 | 136858 | [6 empty] | 546.3 | 98109 | 98109
906764 | I/V Cable-4CH-10A-6FT-IV phnx to algtr | 6 | Part | Assembly | 4 | 10 | 300 | IV Cable | Linear-10A | Alligator | Alligator | 8 | 8 | 305490 | 305490 | [6 empty] | 8P10.16PHNX-F | 8P3.81PHNX-F | 1 | 1 | 374578 | 136858 | [6 empty] | 546.3 | 98109 | 98109
906764 | I/V Cable-4CH-10A-6FT-IV phnx to algtr | 6 | Part | Assembly | 4 | 10 | 300 | IV Cable | Linear-10A | Alligator | Alligator | 8 | 8 | 305490 | 305490 | [6 empty] | 8P10.16PHNX-F | 8P3.81PHNX-F | 1 | 1 | 374578 | 136858 | [6 empty] | 546.3 | 98109 | 98109
906764 | I/V Cable-4CH-10A-6FT-IV phnx to algtr | 6 | Part | Assembly | 4 | 10 | 300 | IV Cable | Linear-10A | Alligator | Alligator | 8 | 8 | 305490 | 305490 | [6 empty] | 8P10.16PHNX-F | 8P3.81PHNX-F | 1 | 1 | 374578 | 136858 | [6 empty] | 546.3 | 98109 | 98109
906764 | I/V Cable-4CH-10A-6FT-IV phnx to algtr | 6 | Part | Assembly | 4 | 10 | 300 | IV Cable | Linear-10A | Alligator | Alligator | 8 | 8 | 305490 | 305490 | [6 empty] | 8P10.16PHNX-F | 8P3.81PHNX-F | 1 | 1 | 374578 | 136858 | [6 empty] | 546.3 | 98109 | 98109
906764 | I/V Cable-4CH-10A-6FT-IV phnx to algtr | 6 | Part | Assembly | 4 | 10 | 300 | IV Cable | Linear-10A | Alligator | Alligator | 8 | 8 | 305490 | 305490 | [6 empty] | 8P10.16PHNX-F | 8P3.81PHNX-F | 1 | 1 | 374578 | 136858 | [6 empty] | 546.3 | 98109 | 98109
906766 | I/V Cable-4CH-10A-12FT-IV phnx to algtr | 12 | Part | Assembly | 4 | 10 | 300 | IV Cable | Linear-10A | Alligator | Alligator | 8 | 8 | 305490 | 305490 | [6 empty] | 8P10.16PHNX-F | 8P3.81PHNX-F | 1 | 1 | 374578 | 136858 | [6 empty] | 602.28 | 98110 | 98110
906844 | I/V cable-50A-12FT-I phnx to lug-V phnx to algtr | 12 | Part | Assembly | 1 | 50 | 300 | IV Cable | Linear-50A | Lug | Alligator | 2 | 2 | 304938 | 305490 | [6 empty] | 2P10.16PHNX-F | 2P5.08PHNX-F | 1 | 1 | 388066 | 306130 | [6 empty] | 227.02 | 100323 | 100323
906846 | I/V cable-25A-6FT-I phnx to lug-V phnx to algtr | 6 | Part | Assembly | 1 | 25 | 300 | IV Cable | Linear-25A | Lug | Alligator | 2 | 2 | 392858 | 305490 | [6 empty] | 4P7.62PHNX-F |  | 1 |  | 400930 | [7 empty] | 150.22 | 100324 | 100324
906848 | I/V cable-25A-12FT-I phnx to lug-V phnx to algtr | 12 | Part | Assembly | 1 | 25 | 300 | IV Cable | Linear-25A | Lug | Alligator | 2 | 2 | 392858 | 305490 | [6 empty] | 4P7.62PHNX-F |  | 1 |  | 400930 | [7 empty] | 166.21 | 100325 | 100325
906906 | I/V Cable-4CH-10A-20FT-IV phnx to algtr | 20 | Part | Assembly | 4 | 10 | 300 | IV Cable | Linear-10A | Alligator | Alligator | 8 | 8 | 305490 | 305490 | [6 empty] | 8P10.16PHNX-F | 8P3.81PHNX-F | 1 | 1 | 374578 | 136858 | [6 empty] | 663.84 | 102235 | 102235
906914 | I/V Cable-25A-12FT-I lug to lug-V phnx to algtr | 12 | Part | Assembly | 1 | 25 | 300 | IV Cable | Linear-25A | Lug | Alligator | 2 | 2 | 392858 | 305490 | [6 empty] | Lug | 2P5.08PHNX-F | 2 | 1 | 392858 | 306130 | [6 empty] | 160.57 | 102737 | 102737
906916 | I/V Cable-25A-20FT-I lug to lug-V phnx to algtr | 20 | Part | Assembly | 1 | 25 | 300 | IV Cable | Linear-25A | Lug | Alligator | 2 | 2 | 392858 | 305490 | [6 empty] | Lug | 2P5.08PHNX-F | 2 | 1 | 392858 | 306130 | [6 empty] | 178.15 | 102738 | 102738
908030 | I/V Cable-1A-12FT-IV phnx to phnx | 12 | Part | Assembly | 1 | 1 |  | Holder Cable | Holder Cable-1A | 4P5.08PHNX-M |  | 1 |  | 305834 | [7 empty] | 4P5.08PHNX-F |  | 1 |  | 194922 | [7 empty] | 105.71 | 134105 | 134105
922402 | Aux Cable - Type T - 5TC Stripped Leads to Jack, 12ft | 12 | Part | Assembly | 1 |  |  | Aux Cable | Temperature | [18 empty] | TC-T |  | 1 |  | 124768 |  | 103 | 926068 | 926068
922404 | Aux Cable - Type T - 5TC Stripped Leads to Jack, 20ft | 20 | Part | Assembly | 1 |  |  | Aux Cable | Temperature | [18 empty] | TC-T |  | 1 |  | 124768 |  | 116 | 926168 | 926168
922406 | Aux Cable - Type T - 5TC Stripped Leads to Jack, 30ft | 30 | Part | Assembly | 1 |  |  | Aux Cable | Temperature | [18 empty] | TC-T |  | 1 |  | 124768 |  | 117 | 926069 | 926069
922408 | Aux Cable - Type K- 5TC Stripped Leads to Jack, 6ft | 6 | Part | Assembly | 1 |  |  | Aux Cable | Temperature | [18 empty] | TC-K |  | 1 |  | 117424 |  | 65 | 926070 | 926070
922410 | Aux Cable - Type K- 5TC Stripped Leads to Jack, 12ft | 12 | Part | Assembly | 1 |  |  | Aux Cable | Temperature | [18 empty] | TC-K |  | 1 |  | 117424 |  | 102 | 926268 | 926268
922412 | Aux Cable - Type K- 5TC Stripped Leads to Jack, 20ft | 20 | Part | Assembly | 1 |  |  | Aux Cable | Temperature | [18 empty] | TC-K |  | 1 |  | 117424 |  | 109 | 926169 | 926169
922414 | Aux Cable - Type K - 5TC Stripped Leads to Jack, 30ft | 30 | Part | Assembly | 1 |  |  | Aux Cable | Temperature | [18 empty] | TC-K |  | 1 |  | 117424 |  | 150 | 926071 | 926071
922416 | Aux Cable - Type T - 5TC Stripped Leads to Jack, 6ft | 6 | Part | Assembly | 1 |  |  | Aux Cable | Temperature | [18 empty] | TC-T |  | 1 |  | 124768 |  | 61 | 926468 | 926468
925690 | I/V Cable-10A-6FT-IV 4P5.08 phnx to 2P10.16+2P5.08 phnx | 6 | Part | Assembly | 1 | 10 | 300 | MZIR/MZOR Cable/MZTC Cable/Holder Cable | MZIR/MZOR Cable-10A/MZTC Cable-10A/Holder Cable-10A | 2P10.16PHNX-F | 2P5.08PHNX-F | 1 | 1 | 388066 | 306130 | [6 empty] | 4P5.08PHNX-F |  | 1 |  | 306170 | [7 empty] | 111.38 | 1040018 | 1040018
926156 | I/V Cable-30A-6FT-I Lug to 2P10.16F-V 2P5.08F to 2P5.08F | 6 | Part | Assembly | 1 | 30 |  | MZIR/MZOR Cable/MZTC Cable/Holder Cable | MZIR/MZOR Cable-30A/MZTC Cable-10A/Holder Cable-30A | 2P10.16PHNX-F | 2P5.08PHNX-F | 1 | 1 | 388066 | 306130 | [6 empty] | Lug | 2P5.08PHNX-F | 1 | 1 | 304938 | 306130 | [6 empty] | 132.93 | 1076084 | 1076084
926158 | I/V Cable-30A-12FT-I Lug to 2P10.16F-V 2P5.08F to 2P5.08F | 12 | Part | Assembly | 1 | 30 |  | MZIR/MZOR Cable/MZTC Cable/Holder Cable | MZIR/MZOR Cable-10A/MZTC Cable-10A/Holder Cable-10A | 2P10.16PHNX-F | 2P5.08PHNX-F | 1 | 1 | 388066 | 306130 | [6 empty] | Lug | 2P5.08PHNX-F | 1 | 1 | 304938 | 306130 | [6 empty] | 148.89 | 1076184 | 1076184
926160 | I/V Cable-30A-20FT-I Lug to 2P10.16F-V 2P5.08F to 2P5.08F | 20 | Part | Assembly | 1 | 30 |  | MZIR/MZOR Cable/MZTC Cable/Holder Cable | MZIR/MZOR Cable-10A/MZTC Cable-10A/Holder Cable-10A | 2P10.16PHNX-F | 2P5.08PHNX-F | 1 | 1 | 388066 | 306130 | [6 empty] | Lug | 2P5.08PHNX-F | 1 | 1 | 304938 | 306130 | [6 empty] | 166.47 | 1076085 | 1076085
926162 | I/V Cable-30A-30FT-I Lug to 2P10.16F-V 2P5.08F to 2P5.08F | 30 | Part | Assembly | 1 | 30 |  | MZIR/MZOR Cable/MZTC Cable/Holder Cable | MZIR/MZOR Cable-10A/MZTC Cable-10A/Holder Cable-10A | 2P10.16PHNX-F | 2P5.08PHNX-F | 1 | 1 | 388066 | 306130 | [6 empty] | Lug | 2P5.08PHNX-F | 1 | 1 | 304938 | 306130 | [6 empty] | 196.83 | 1076086 | 1076086

## Aux
PN | Name | Type | CH | Battery_Connector_1_Name | Battery_Connector_2_Name | System/Module Mode | Sub Mode | Series | Battery_Connector_1_Qty | Battery_Connector_2_Qty | Battery_Connector_1_PN | Battery_Connector_2_PN | Price | Internal | Internal.1
423602 | PCA-SMBus Extended Board Local Ver. C | SMB(disabled) | 1 |  |  | SMB | SMB | Part(disabled) |  |  |  |  | 93 | 502704 | 502704
423650 | PCA-LTC4331 adapter board remote（Ver1907） | SMB(disabled) | 1 |  |  | SMB | SMB | Part(disabled) |  |  |  |  | 193 | 429420 | 429420
423652 | PCA-LTC4331 adapter board local（Ver1907） | SMB(disabled) | 1 |  |  | SMB | SMB | Part(disabled) |  |  |  |  | 193 | 429520 | 429520
430508 | Aux System-TC-T-16CH-1M-1.5U(V2103-S32-PS428400) | 2D-Temperature | 16 | TC-T |  | 2D Aux-Temperature | Temperature | Aux | 16 |  |  |  | 1350 | 594742 | 594742
430510 | Aux System-TC-T-32CH-1M1S-1.5U(V2103-S32-PS428400) | 2D-Temperature | 32 | TC-T |  | 2D Aux-Temperature | Temperature | Aux | 32 |  |  |  | 1870 | 586411 | 586411
430512 | Aux System-TC-T-48CH-1M2S-2.5U(V2103-S32-PS428400) | 2D-Temperature | 48 | TC-T |  | 2D Aux-Temperature | Temperature | Aux | 48 |  |  |  | 2140 | 586306 | 586306
430514 | Aux System-TC-T-64CH-1M3S-2.5U(V2103-S32-PS428400) | 2D-Temperature | 64 | TC-T |  | 2D Aux-Temperature | Temperature | Aux | 64 |  |  |  | 2870 | 649691 | 649691
430516 | Aux System-TC-K-16CH-1M-1.5U(V2103-S32-PS428400) | 2D-Temperature | 16 | TC-K |  | 2D Aux-Temperature | Temperature | Aux | 16 |  |  |  | 1330 | 609158 | 609158
430518 | Aux System-TC-K-32CH-1M1S-1.5U(V2103-S32-PS428400) | 2D-Temperature | 32 | TC-K |  | 2D Aux-Temperature | Temperature | Aux | 32 |  |  |  | 1830 | 609159 | 609159
430520 | Aux System-TC-K-48CH-1M2S-2.5U(V2103-S32-PS428400) | 2D-Temperature | 48 | TC-K |  | 2D Aux-Temperature | Temperature | Aux | 48 |  |  |  | 2070 | 609162 | 609162
430522 | Aux System-TC-K-64CH-1M3S-2.5U(V2103-S32-PS428400) | 2D-Temperature | 64 | TC-K |  | 2D Aux-Temperature | Temperature | Aux | 64 |  |  |  | 2770 | 609161 | 609161
430524 | Aux System-TC-J-16CH-1M-1.5U(V2103-S32-PS428400) | 2D-Temperature(disabled) | 16 | TC-J |  | 2D Aux-Temperature | Temperature | Aux(disabled) | 16 |  |  |  | 1350 | 707931 | 707931
430526 | Aux System-TC-J-32CH-1M1S-1.5U(V2103-S32-PS428400) | 2D-Temperature(disabled) | 32 | TC-J |  | 2D Aux-Temperature | Temperature | Aux(disabled) | 32 |  |  |  | 1870 | 652791 | 652791
430528 | Aux System-TC-J-48CH-1M2S-2.5U(V2103-S32-PS428400) | 2D-Temperature(disabled) | 48 | TC-J |  | 2D Aux-Temperature | Temperature | Aux(disabled) | 48 |  |  |  | 2120 | 736247 | 736247
430530 | Aux System-TC-J-64CH-1M3S-2.5U(V2103-S32-PS428400) | 2D-Temperature(disabled) | 64 | TC-J |  | 2D Aux-Temperature | Temperature | Aux(disabled) | 64 |  |  |  | 2840 | 736248 | 736248
430532 | Aux System-TC-E-16CH-1M-1.5U(V2103-S32-PS428400) | 2D-Temperature(disabled) | 16 | TC-E |  | 2D Aux-Temperature | Temperature | Aux(disabled) | 16 |  |  |  | 1350 | 736249 | 736249
430534 | Aux System-TC-E-32CH-1M1S-1.5U(V2103-S32-PS428400) | 2D-Temperature(disabled) | 32 | TC-E |  | 2D Aux-Temperature | Temperature | Aux(disabled) | 32 |  |  |  | 1870 | 736347 | 736347
430536 | Aux System-TC-E-48CH-1M2S-2.5U(V2103-S32-PS428400) | 2D-Temperature(disabled) | 48 | TC-E |  | 2D Aux-Temperature | Temperature | Aux(disabled) | 48 |  |  |  | 2120 | 736250 | 736250
430538 | Aux System-TC-E-64CH-1M3S-2.5U(V2103-S32-PS428400) | 2D-Temperature(disabled) | 64 | TC-E |  | 2D Aux-Temperature | Temperature | Aux(disabled) | 64 |  |  |  | 2840 | 736251 | 736251
430546 | Aux System-10K Thermistor-16CH-1M-1.5U(V2103-S32-PS428400) | 2D-Temperature | 16 | 2P3.5PHNX-F |  | 2D Aux-Temperature | Temperature | Aux | 16 |  |  |  | 1590 | 622663 | 622663
430548 | Aux System-10K Thermistor-32CH-1M1S-1.5U(V2103-S32-PS428400) | 2D-Temperature | 32 | 2P3.5PHNX-F |  | 2D Aux-Temperature | Temperature | Aux | 32 |  |  |  | 2440 | 622665 | 622665
430550 | Aux System-10K Thermistor-48CH-1M2S-2.5U(V2103-S32-PS428400) | 2D-Temperature | 48 | 2P3.5PHNX-F |  | 2D Aux-Temperature | Temperature | Aux | 48 |  |  |  | 3280 | 736449 | 736449
430552 | Aux System-10K Thermistor-64CH-1M3S-2.5U(V2103-S32-PS428400) | 2D-Temperature | 64 | 2P3.5PHNX-F |  | 2D Aux-Temperature | Temperature | Aux | 64 |  |  |  | 4100 | 736253 | 736253
430574 | Aux System-DIDO(Relay)-8CH-1M-1.5U(V2103-S32-PS428400) | 2D-DIDO | 8 | 2P3.5PHNX-F |  | 2D Aux-DIDO |  | Aux | 16 |  |  |  | 1330 | 620764 | 620764
430576 | Aux System-DIDO(Relay)-16CH-1M1S-1.5U(V2103-S32-PS428400) | 2D-DIDO | 16 | 2P3.5PHNX-F |  | 2D Aux-DIDO |  | Aux | 32 |  |  |  | 1720 | 616662 | 616662
430578 | Aux System-DIDO(TTL)-8CH-1M-1.5U(V2103-S32-PS428400) | 2D-DIDO | 8 | 2P3.5PHNX-F |  | 2D Aux-DIDO |  | Aux | 16 |  |  |  | 1510 | 702025 | 702025
430580 | Aux System-DIDO(TTL)-16CH-1M1S-1.5U(V2103-S32-PS428400) | 2D-DIDO | 16 | 2P3.5PHNX-F |  | 2D Aux-DIDO |  | Aux | 32 |  |  |  | 2050 | 736255 | 736255
430596 | Aux System-Pressure(0-100mV)-32CH-1M3S-2.5U(V2103-S32-PS428400) | 2D-Pressure(disabled) | 32 | 4P3.5PHNX-F |  | 2D Aux-Pressure |  | Aux(disabled) | 32 |  |  |  | 2870 | 601549 | 601549
430598 | Aux System-AIAO(-10-10V)-4CH&DIDO(Relay)-4CH-1M-1.5U(V2103-S32-PS428400) | 2D-AIAO | 4 | 4P3.5PHNX-F |  | 2D Aux-AIAO |  | Aux | 8 |  |  |  | 2420 | 701725 | 701725
430600 | Aux System-AIAO(-10-10V)-8CH&DIDO(Relay)-8CH-1M1S-1.5U(V2103-S32-PS428400) | 2D-AIAO | 8 | 4P3.5PHNX-F |  | 2D Aux-AIAO |  | Aux | 16 |  |  |  | 3410 | 627870 | 627870
444748 | Aux System-PT100-8CH-1M-1.5U(V2202-S32-PS428400) | 2D-Temperature | 8 | 4P3.5PHNX-F |  | 2D Aux-Temperature | Temperature | Aux | 8 |  |  |  | 1430 | 736447 | 736447
444750 | Aux System-PT100-16CH-1M1S-1.5U(V2202-S32-PS428400) | 2D-Temperature | 16 | 4P3.5PHNX-F |  | 2D Aux-Temperature | Temperature | Aux | 16 |  |  |  | 2010 | 736448 | 736448
444752 | Aux System-PT100-24CH-1M2S-2.5U(V2202-S32-PS428400) | 2D-Temperature | 24 | 4P3.5PHNX-F |  | 2D Aux-Temperature | Temperature | Aux | 24 |  |  |  | 2570 | 736547 | 736547
444754 | Aux System-PT100-32CH-1M3S-2.5U(V2202-S32-PS428400) | 2D-Temperature | 32 | 4P3.5PHNX-F |  | 2D Aux-Temperature | Temperature | Aux | 32 |  |  |  | 3130 | 736252 | 736252
444980 | Aux System-EXT_SMB_AUX_8CH Ver.B | 2D-OtherCable(disabled) |  | RJ45 |  | 2D Aux-Others | Other Cable | Aux(disabled) | 8 |  |  |  | 2667 | 705631 | 705631
445074 | Aux System-2ndV-HIR(-5-5V)-8CH-1M-1.5U(V2203-S32-PS428400) | 2D-Voltage | 8 | 2P5.08PHNX-F |  | 2D Aux-Voltage | 2nd Voltage | Aux | 8 |  |  |  | 1930 | 715438 | 715438
445076 | Aux System-2ndV-HIR(-5-5V)-16CH-1M1S-1.5U(V2203-S32-PS428400) | 2D-Voltage | 16 | 2P5.08PHNX-F |  | 2D Aux-Voltage | 2nd Voltage | Aux | 16 |  |  |  | 3020 | 707032 | 707032
445078 | Aux System-2ndV-HIR(-10-10V)-8CH-1M-1.5U(V2203-S32-PS428400) | 2D-Voltage | 8 | 2P5.08PHNX-F |  | 2D Aux-Voltage | 2nd Voltage | Aux | 8 |  |  |  | 1930 | 716038 | 716038
445080 | Aux System-2ndV-HIR(-10-10V)-16CH-1M1S-1.5U(V2203-S32-PS428400) | 2D-Voltage | 16 | 2P5.08PHNX-F |  | 2D Aux-Voltage | 2nd Voltage | Aux | 16 |  |  |  | 3020 | 716039 | 716039
445082 | Aux System-2ndV-HIR(-25-25V)-8CH-1M-1.5U(V2203-S32-PS428400) | 2D-Voltage | 8 | 2P5.08PHNX-F |  | 2D Aux-Voltage | 2nd Voltage | Aux | 8 |  |  |  | 1950 | 716040 | 716040
445084 | Aux System-2ndV-HIR(-25-25V)-16CH-1M1S-1.5U(V2203-S32-PS428400) | 2D-Voltage | 16 | 2P5.08PHNX-F |  | 2D Aux-Voltage | 2nd Voltage | Aux | 16 |  |  |  | 3070 | 716041 | 716041
445086 | Aux System-2ndV-HIR(-50-50V)-8CH-1M-1.5U(V2203-S32-PS428400) | 2D-Voltage | 8 | 2P5.08PHNX-F |  | 2D Aux-Voltage | 2nd Voltage | Aux | 8 |  |  |  | 1950 | 716042 | 716042
445088 | Aux System-2ndV-HIR(-50-50V)-16CH-1M1S-1.5U(V2203-S32-PS428400) | 2D-Voltage | 16 | 2P5.08PHNX-F |  | 2D Aux-Voltage | 2nd Voltage | Aux | 16 |  |  |  | 3070 | 716043 | 716043
445090 | Aux System-2ndV-HIR(-100-100V)-8CH-1M-1.5U(V2203-S32-PS428400) | 2D-Voltage | 8 | 2P5.08PHNX-F |  | 2D Aux-Voltage | 2nd Voltage | Aux | 8 |  |  |  | 1990 | 716044 | 716044
445092 | Aux System-2ndV-HIR(-100-100V)-16CH-1M1S-1.5U(V2203-S32-PS428400) | 2D-Voltage | 16 | 2P5.08PHNX-F |  | 2D Aux-Voltage | 2nd Voltage | Aux | 16 |  |  |  | 3080 | 716045 | 716045
447744 | Aux System-Pressure(0-10mV)-16CH-1M1S-1.5U(V2205-S32-PS428400) | 2D-Pressure(disabled) | 16 | 4P3.5PHNX-F |  | 2D Aux-Pressure |  | Aux(disabled) | 16 |  |  |  | 1360 | 727754 | 727754
447746 | Aux System-Pressure(0-10mV)-24CH-1M2S-2.5U(V2205-S32-PS428400) | 2D-Pressure(disabled) | 24 | 4P3.5PHNX-F |  | 2D Aux-Pressure |  | Aux(disabled) | 24 |  |  |  | 1850 | 727755 | 727755
447748 | Aux System-Pressure(0-10mV)-32CH-1M3S-2.5U(V2205-S32-PS428400) | 2D-Pressure(disabled) | 32 | 4P3.5PHNX-F |  | 2D Aux-Pressure |  | Aux(disabled) | 32 |  |  |  | 2370 | 727756 | 727756
447750 | Aux System-Pressure(0-100mV)-8CH-1M-1.5U(V2205-S32-PS428400) | 2D-Pressure(disabled) | 8 | 4P3.5PHNX-F |  | 2D Aux-Pressure |  | Aux(disabled) | 8 |  |  |  | 1167 | 727757 | 727757
447752 | Aux System-Pressure(0-100mV)-16CH-1M1S-1.5U(V2205-S32-PS428400) | 2D-Pressure(disabled) | 16 | 4P3.5PHNX-F |  | 2D Aux-Pressure |  | Aux(disabled) | 16 |  |  |  | 1370 | 727758 | 727758
447754 | Aux System-Pressure(0-100mV)-24CH-1M2S-2.5U(V2205-S32-PS428400) | 2D-Pressure(disabled) | 24 | 4P3.5PHNX-F |  | 2D Aux-Pressure |  | Aux(disabled) | 24 |  |  |  | 1860 | 727759 | 727759
447756 | Aux System-Pressure(0-100mV)-32CH-1M3S-2.5U(V2205-S32-PS428400) | 2D-Pressure(disabled) | 32 | 4P3.5PHNX-F |  | 2D Aux-Pressure |  | Aux(disabled) | 32 |  |  |  | 2380 | 727760 | 727760
452258 | PCA-SMBus Extended Board Remote BYD Ver.E | SMB(disabled) | 1 |  |  | SMB | SMB | Part(disabled) |  |  |  |  | 113 | 830176 | 830176
452260 | PCA-SMBus Extended Board Remote Ver.E | SMB(disabled) | 1 |  |  | SMB | SMB | Part(disabled) |  |  |  |  | 115 | 830177 | 830177
452272 | PCA-SMB-Adapter&Extended board with Protect-10A(PCB:452268) | SMB(disabled) | 1 |  |  | SMB | SMB | Part(disabled) |  |  |  |  | 169 | 830173 | 830173
452274 | PCA-SMB-Adapter&Extended board with Protect-25A(PCB:452268) | SMB(disabled) | 1 |  |  | SMB | SMB | Part(disabled) |  |  |  |  | 179 | 830174 | 830174
452276 | PCA-SMB-Adapter&Extended board with Protect-IV 50A to SMB 32A(PCB:452270) | SMB(disabled) | 1 |  |  | SMB | SMB | Part(disabled) |  |  |  |  | 179 | 830175 | 830175
459472 | Aux System-CANFD-1CH&MTCI-1CH-1M-1.5U(V2402-S32-PS428400) | 2D-OtherCable | 1 | CAN DB9 Male | MTCI DB9 Female | 2D Aux-Others | Other Cable | Aux | 1 |  |  |  | 6000 | 959281 | 959281
459474 | Aux System-CANFD-1CH-1M-1.5U(V2402-S32-PS428400) | 2D-OtherCable | 1 | CAN DB9 Male |  | 2D Aux-Others | Other Cable | Aux | 1 |  |  |  | 5000 | 959299 | 959299
459476 | Aux System-MTCI-1CH-1M-1.5U(V2402-S32-PS428400) | 2D-OtherCable | 1 | MTCI DB9 Female |  | 2D Aux-Others | Other Cable | Aux | 1 |  |  |  | 2000 | 959300 | 959300
462554 | PCA-AUX_SingleMCU_5in1_2ndV-16CH Ver.G | 3D-Voltage | 16 | 2P5.08PHNX-F |  | 3D Aux-Voltage | 2nd Voltage | Aux | 16 |  |  |  | 733 | 996487 | 996487
462556 | PCA-AUX_SingleMCU_5in1_TC-T-16CH Ver.G | 3D-Temperature | 16 | TC-T |  | 3D Aux-Temperature | Temperature | Aux | 16 |  |  |  | 1113 | 996390 | 996390
462558 | PCA-AUX_SingleMCU_5in1_PT100-16CH Ver.G | 3D-Temperature | 16 | 4P3.5PHNX-F |  | 3D Aux-Temperature | Temperature | Aux | 16 |  |  |  | 653 | 996587 | 996587
462560 | PCA-AUX_SingleMCU_5in1_10K-16CH Ver.G | 3D-Temperature | 16 | 2P3.5PHNX-F |  | 3D Aux-Temperature | Temperature | Aux | 16 |  |  |  | 633 | 996389 | 996389
462562 | Obsolete_PCA-AUX_SingleMCU_5in1_Press_10mV-16CH Ver.G | 3D-Pressure | 16 | 4P3.5PHNX-F |  | 3D Aux-Pressure | Pressure | Aux | 16 |  |  |  | 673 | 996588 | 996588
462566 | PCA-AUX_SingleMCU_2ndV_Hi_5V-8CH Ver.G | 3D-Voltage(disabled) | 8 | 2P5.08PHNX-F |  | 3D Aux-Voltage | 2nd Voltage | Aux(disabled) | 8 |  |  |  | 1073 | 985887 | 985887
462568 | PCA-AUX_SingleMCU_2ndV_Hi_10V-8CH Ver.G | 3D-Voltage(disabled) | 8 | 2P5.08PHNX-F |  | 3D Aux-Voltage | 2nd Voltage | Aux(disabled) | 8 |  |  |  | 1073 | 986188 | 986188
462570 | PCA-AUX_SingleMCU_2ndV_Hi_25V-8CH Ver.G | 3D-Voltage(disabled) | 8 | 2P5.08PHNX-F |  | 3D Aux-Voltage | 2nd Voltage | Aux(disabled) | 8 |  |  |  | 1107 | 986089 | 986089
462572 | PCA-AUX_SingleMCU_2ndV_Hi_50V-8CH Ver.G | 3D-Voltage(disabled) | 8 | 2P5.08PHNX-F |  | 3D Aux-Voltage | 2nd Voltage | Aux(disabled) | 8 |  |  |  | 1106 | 986189 | 986189
462574 | PCA-AUX_SingleMCU_2ndV_Hi_100V-8CH Ver.G | 3D-Voltage(disabled) | 8 | 2P5.08PHNX-F |  | 3D Aux-Voltage | 2nd Voltage | Aux(disabled) | 8 |  |  |  | 1106 | 986190 | 986190
462578 | PCA-AUX_SingleMCU_AO_V-8CH Ver.G | 3D-AO | 8 | 2P3.5PHNX-F |  | 3D Aux-AO | DIDO/3D Aux-AO | Aux | 8 |  |  |  | 1106 | 996589 | 996589
462582 | PCA-AUX_SingleMCU_DIDO_TTL-8CH Ver.G | 3D-DIDO | 8 | 2P3.5PHNX-F |  | 3D Aux-DIDO | DIDO/3D Aux-AO | Aux | 16 |  |  |  | 686 | 996388 | 996388
462794 | PCA-AUX_SingleMCU_5in1_TC-K-16CH Ver.G | 3D-Temperature | 16 | TC-K |  | 3D Aux-Temperature | Temperature | Aux | 16 |  |  |  | 993 | 996391 | 996391
462800 | PCA-AUX_SingleMCU_DIDO_RLY-8CH | 3D-DIDO | 8 | 2P3.5PHNX-F |  | 3D Aux-DIDO | DIDO/3D Aux-AO | Aux | 16 |  |  |  | 526 | 996888 | 996888
462802 | Obsolete_PCA-AUX_SingleMCU_5in1_Press_100mV-16CH Ver.G | 3D-Pressure | 16 | 4P3.5PHNX-F |  | 3D Aux-Pressure | Pressure | Aux | 16 |  |  |  | 673 | 996887 | 996887
462918 | Aux System-EXT_SMB_AUX_8CH_IC9600 Ver.A | 2D-OtherCable |  | RJ45 |  | 2D Aux-Others | Other Cable | Aux | 8 |  |  |  | 1593.33 | 1038416 | 1038416
462970 | PCA-AUX_SingleMCU_CAN-1CH_MTCI-1CH Ver.A (takes 2 aux board's height) | 3D-Other | 1 | CAN DB9 Male | MTCI DB9 Female | 3D-Other | 3D-Other | Aux | 1 |  |  |  | 6000 | 1045431 | 1045431
463024 | PCA-AUX_SingleMCU_2ndV_Hi_5V-8CH Ver.H | 3D-Voltage | 8 | 2P5.08PHNX-F |  | 3D Aux-Voltage | 2nd Voltage | Aux | 8 |  |  |  | 1066.67 | 1060657 | 1060657
463026 | PCA-AUX_SingleMCU_2ndV_Hi_10V-8CH Ver.H | 3D-Voltage | 8 | 2P5.08PHNX-F |  | 3D Aux-Voltage | 2nd Voltage | Aux | 8 |  |  |  | 1066.67 | 1060658 | 1060658
463028 | PCA-AUX_SingleMCU_2ndV_Hi_25V-8CH Ver.H | 3D-Voltage | 8 | 2P5.08PHNX-F |  | 3D Aux-Voltage | 2nd Voltage | Aux | 8 |  |  |  | 1066.67 | 1060659 | 1060659
463030 | PCA-AUX_SingleMCU_2ndV_Hi_50V-8CH Ver.H | 3D-Voltage | 8 | 2P5.08PHNX-F |  | 3D Aux-Voltage | 2nd Voltage | Aux | 8 |  |  |  | 1066.67 | 1060660 | 1060660
463032 | PCA-AUX_SingleMCU_2ndV_Hi_100V-8CH Ver.H | 3D-Voltage | 8 | 2P5.08PHNX-F |  | 3D Aux-Voltage | 2nd Voltage | Aux | 8 |  |  |  | 1066.67 | 1060661 | 1060661
464038 | PCA-SMB-local board(PCA9600)(PCB:464040)-VerA | SMB(disabled) |  |  |  | SMB | SMB | Part(disabled) |  |  |  |  | 57 | 1039318 | 1039318
464148 | PCA-SMB-Adapter&Extended board with Protect-IV 10A VerB | SMB(disabled) |  |  |  | SMB | SMB | Part(disabled) |  |  |  |  | 147 | 1038516 | 1038516
464154 | PCA-SMB-remote board(PCA9600)_P-VerA | SMB(disabled) |  |  |  | SMB | SMB | Part(disabled) |  |  |  |  | 73 | 1039819 | 1039819
464724 | PCA-SMB-Adapter&Extended board with Protect-IV 50Ato SMB 32A VerB | SMB(disabled) |  |  |  | SMB | SMB | Part(disabled) |  |  |  |  | 135 | 1039518 | 1039518
464728 | PCA-SMB-Adapter&Extended board with Protect-IV 25A VerB | SMB(disabled) |  |  |  | SMB | SMB | Part(disabled) |  |  |  |  | 133 | 1039618 | 1039618
910466 | Built-in SMBus Feature for LBT22 Series | SMB(disabled) | 1 |  |  | SMB | SMB | Part(disabled) |  |  |  |  | 213 | 272364 | 272364
924362 | Aux CAB-1CF7.5U-1206-W13D8H14-SR-V3.1 | 3D-chassis | 0 | 2P5.08PHNX-F |  | 3D Aux Chassis |  | Aux | 1 |  |  |  | 1686 | 996087 | 996087
925978 | PCA-AUX_SingleMCU_CAN-1CH Ver.A (PCA 462970) (takes 2 aux board's height) | 3D-Other | 1 | CAN DB9 Male |  | 3D-Other | 3D-Other | Aux | 1 |  |  |  | 5000 | 1060655 | 1060655
925980 | PCA-AUX_SingleMCU_MTCI-1CH Ver.A (PCA 462970) (takes 2 aux board's height) | 3D-Other | 1 | MTCI DB9 Female |  | 3D-Other | 3D-Other | Aux | 1 |  |  |  | 2000 | 1060656 | 1060656

## IV
PN | Name | Series | CH | Input Voltage | I1/Imax (A) | V1/Vmax (V) | Vmin | System/Module Mode | Sub Mode | Description | Chassis Type | MCU Qty | IV_Connector_I_Name | IV_Connector_V_Name | IV_Connector_I_PN | IV_Connector_V_PN | IV_Connector_I_Qty | IV_Connector_V_Qty | Aux_Connector_T_Name | Aux_Connector_V_Name | Aux_Connector_T_Qty | Aux_Connector_V_Qty | Aux_Connector_T_PN | Aux_Connector_V_PN | Booster | Regenerative | Power Management | AuxV | AuxT | Bulit-In Auxiliary | Built-In Chamber | Current Range# | Unit | Unit Qty | Specsheet_link | Cutsheet_link | Picture_link | Price | Internal
441046 | System-HPS21024-(-6)~6V5A/0.1A/0.01A/0.001A-2CH-AC100-240V1P | LBT(disabled) | 2 | 110V1P/208V3P/480V3P+220V1P/380V3P | 5 | 6 | -6 | HPS +/-6V 5A | HPS21024-(-6)~6V-5A |  |  | 0 | 6P5.08PHNX-F |  | 316538 |  | 2 |  | 4P2.5PHNX-F |  | 2 |  |  |  | YES | NO | NO | 2 | 2 | YES | NO | 6 | [5 empty] | 9010 | 591711
464088 | Mix System-LBTS21324-0~5V-20/1/0.1/0.001A-32CH-32PT&MZTC-5V-16A-32CH(cylindrical tray)-380V3P | All-in-one | 32 | 380V3P | 20 | 5 | 0 | LBTS-MZTC |  | Mix System-LBTS21324-0~5V-20/1/0.1/0.001A-32CH-32PT&MZTC-5V-16A-32CH(16CH*2,cylindrical tray)-380V3P IV Cables and PT100 Cables & Sensors Included Chassis Dimension (inch): 25W45D71H Three Phase Power Requirement: Voltage (VAC): 380 Max Power(VA): 8630 Max Current/Phase(A): 14 Circuit Breaker(A): 20 Single Phase Power Requirement: Voltage (VAC): 220 Max Power(VA): 2310 Max Current/Phase(A): 11 Circuit Breaker(A): 15 | Standing System | 3 | [12 empty] | YES | NO | NO | 0 | 0 | NO | YES | 4 | [5 empty] | 62267 | 998487
464090 | Mix System-LBTS21324-0~5V-20/1/0.1/0.001A-32CH-32PT&MZTC-5V-16A-32CH(cylindrical tray)-208V3P | All-in-one | 32 | 208V3P | 20 | 5 | 0 | LBTS-MZTC |  | Mix System-LBTS21324-0~5V-20/1/0.1/0.001A-32CH-32PT&MZTC-5V-16A-32CH(16CH*2,cylindrical tray)-208V3P IV Cables and PT100 Cables & Sensors Included Chassis Dimension (inch): 25W45D71H Three Phase Power Requirement: Voltage (VAC): 208 Max Power(VA): 10930 Max Current/Phase(A): 35 Circuit Breaker(A): 50 | Standing System | 3 | [12 empty] | YES | NO | NO | 0 | 0 | NO | YES | 4 | [5 empty] | 62267 | 998488
464514 | SYS-HPS21026-(-6)^6V-5/1/0.1/0.01/0.001/0.0001A-2CH-100~240V1P(V2407) | HPS | 2 | 220V1P/380V3P, 110V1P/208V3P/480V3P | 5 | 6 | -6 | HPS +/-6V 5A | HPS21026 |  |  | 2 | 6P5.08PHNX-F |  | 316538 |  | 2 |  | 4P2.5PHNX-F |  | 2 |  |  |  | YES | NO | NO | 2 | 2 | YES | NO | 6 | [5 empty] | 9900 | 1021602
917406 | LBT22013-0~40V-75/15/1/0A-12CH-480V3P | LBT | 12 | 110V1P/208V3P/480V3P | 75 | 40 | 0 | LBT22013 40V 75A | LBT22013 | LBT22013-0~40V-75/15/1/0A-12CH-480V3P |  | 12 | Lug | 2P5.08PHNX-F | 304826 | 306130 | 24 | 12 | [6 empty] | YES | NO | NO | 0 | 0 | NO | NO | 3 | [5 empty] | 95300 | 578704
917416 | LBT22013-0~40V-75/15/1/0A-2CH-208V3P | LBT | 2 | 110V1P/208V3P/480V3P | 75 | 40 | 0 | LBT22013 40V 75A | LBT22013 | LBT22013-0~40V-75/15/1/0A-2CH-208V3P IV Module PN: 440588 Chassis Dimension(inch): 21W40D51H Three Phase Power Requirement: Voltage(VAC): 208 Max Power(VA): 11862 Max Current/Phase(A): 33 Circuit Breaker(A): 50 | Standing System | 2 | Lug | 2P5.08PHNX-F | 304826 | 306130 | 4 | 2 | [6 empty] | YES | NO | NO | 0 | 0 | NO | NO | 3 | [5 empty] | 26100 | 578530
917458 | LBT22023HC-0~25V-50/5/0.1/0A-2CH-208V3P | LBT | 2 | 110V1P/208V3P/480V3P | 50 | 25 | 0 | LBT22023 25V 50A | LBT22023 | LBT22023HC-0~25V-50/5/0.1/0A-2CH-208V3P IV Module PN: 430138 Chassis Dimension(inch): 21W40D35H Three Phase Power Requirement: Voltage(VAC): 208 Max Power(VA): 7272 Max Current/Phase(A): 21 Circuit Breaker(A): 30 | Standing System | 2 | Lug | 2P5.08PHNX-F | 304826 | 306130 | 4 | 2 | [6 empty] | YES | NO | NO | 0 | 0 | NO | NO | 3 | [5 empty] | 16700 | 578719
917882 | SYS-LBT22043HC-0~25V-20/2/0.1/0A-24CH-380V3P(STM32 V5.0NC) w TL | LBT | 24 | 220V1P/380V3P | 20 | 25 | 0 | LBT22043 25V 20A | LBT22043 | SYS-LBT22043HC-0~25V-20/2/0.1/0A-24CH-380V3P(STM32 V5.0NC) w TL Single phase power： Voltage(VAC)：220V Max power(VA)：1200W Max current(A)：6A Circuit breaker：15A Three phase power： Voltage(VAC)：380V Max power(VA)：18000W Max current(A)：28A Circuit breaker：50A Main machine dimension(inch):38"x45"x51" | Standing System | 24 | 4P7.62PHNX-F |  | 400930 |  | 24 | [7 empty] | YES | NO | NO | 0 | 0 | NO | NO | 3 | [5 empty] | 65500 | 579325
917884 | LBT22043HC-0~25V-20/2/0.1/0A-24CH-480V3P | LBT | 24 | 110V1P/208V3P/480V3P | 20 | 25 | 0 | LBT22043 25V 20A | LBT22043 | LBT22043HC-0~25V-20/2/0.1/0A-24CH-480V3P IV Module PN: 412626 Chassis Dimension(inch): 35W39D51H Single Phase Power Requirement: Voltage(VAC): 220 Max Power(VA): 1152 Max Current/Phase(A): 6 Circuit Breaker(A): 15 Three Phase Power Requirement: Voltage(VAC):480 Max Power(VA): 35400 Max Current/Phase(A): 43 Circuit Breaker(A): 50 | Standing System | 24 | 4P7.62PHNX-F |  | 400930 |  | 24 | [7 empty] | YES | NO | NO | 0 | 0 | NO | NO | 3 | [5 empty] | 65500 | 579326
917908 | LBT22023HC-0~25V-50/5/0.1/0A-4CH-380V3P | LBT | 4 | 220V1P/380V3P | 50 | 25 | 0 | LBT22023 25V 50A | LBT22023 | LBT22023HC-0~25V-50/5/0.1/0A-4CH-380V3P IV Module PN: 926232 Chassis Dimension(inch): 21W40D35H Single Phase Power Requirement: Voltage(VAC): 220 Max Power(VA): 340 Max Current/Phase(A): 2 Circuit Breaker(A): 15 Three Phase Power Requirement: Voltage(VAC):380 Max Power(VA): 10000 Max Current/Phase(A): 16 Circuit Breaker(A): 20 | Standing System | 4 | Lug | 2P5.08PHNX-F | 304826 | 306130 | 8 | 4 | [6 empty] | YES | NO | NO | 0 | 0 | NO | NO | 3 | [5 empty] | 22500 | 579504
917946 | LBT22013-0~25V-100/10/1/0A-4CH-380V3P | LBT | 4 | 220V1P/380V3P | 100 | 25 | 0 | LBT22013 25V 100A | LBT22013 | LBT22013-0~25V-100/10/1/0A-4CH-380V3P IV Module PN: 431056 Chassis Dimension(inch): 21W40D51H Single Phase Power Requirement: Voltage(VAC): 220 Max Power(VA): 1152 Max Current/Phase(A): 6 Circuit Breaker(A): 15 Three Phase Power Requirement: Voltage(VAC):380 Max Power(VA): 18600 Max Current/Phase(A): 29 Circuit Breaker(A): 50 | Standing System | 4 | Lug | 2P5.08PHNX-F | 304826 | 306130 | 8 | 4 | [6 empty] | YES | NO | NO | 0 | 0 | NO | NO | 3 | [5 empty] | 37000 | 579336
917956 | LBT22013-0~60V-50/10/1/0A-1CH-380V3P | LBT | 1 | 220V1P/380V3P | 50 | 60 | 0 | LBT22013 60V 50A | LBT22013 | LBT22013-0~60V-50/10/1/0A-1CH-380V3P IV Module PN: 430788 Chassis Dimension(inch): 21W40D35H Single Phase Power Requirement: Voltage(VAC): 220 Max Power(VA): 1152 Max Current/Phase(A): 6 Circuit Breaker(A): 15 Three Phase Power Requirement: Voltage(VAC):380 Max Power(VA): 7800 Max Current/Phase(A): 12 Circuit Breaker(A): 20 | Standing System | 1 | Lug | 2P5.08PHNX-F | 304826 | 306130 | 2 | 1 | [6 empty] | YES | NO | NO | 0 | 0 | NO | NO | 3 | [5 empty] | 17400 | 579432
917958 | LBT22013-0~60V-50/10/1/0A-2CH-380V3P | LBT | 2 | 220V1P/380V3P | 50 | 60 | 0 | LBT22013 60V 50A | LBT22013 | LBT22013-0~60V-50/10/1/0A-2CH-380V3P IV Module PN: 430788 Chassis Dimension(inch): 21W40D35H Single Phase Power Requirement: Voltage(VAC): 220 Max Power(VA): 1152 Max Current/Phase(A): 6 Circuit Breaker(A): 15 Three Phase Power Requirement: Voltage(VAC):380 Max Power(VA): 7800 Max Current/Phase(A): 12 Circuit Breaker(A): 20 | Standing System | 2 | Lug | 2P5.08PHNX-F | 304826 | 306130 | 4 | 2 | [6 empty] | YES | NO | NO | 0 | 0 | NO | NO | 3 | [5 empty] | 22800 | 579338
917960 | LBT22013-0~60V-50/10/1/0A-2CH-480V3P | LBT | 2 | 110V1P/208V3P/480V3P | 50 | 60 | 0 | LBT22013 60V 50A | LBT22013 | LBT22013-0~60V-50/10/1/0A-2CH-480V3P IV Module PN: 430788 Chassis Dimension(inch): 21W40D35H Single Phase Power Requirement: Voltage(VAC): 220 Max Power(VA): 1152 Max Current/Phase(A): 6 Circuit Breaker(A): 15 Three Phase Power Requirement: Voltage(VAC):480 Max Power(VA): 7800 Max Current/Phase(A): 10 Circuit Breaker(A): 20 | Standing System | 2 | Lug | 2P5.08PHNX-F | 304826 | 306130 | 4 | 2 | [6 empty] | YES | NO | NO | 0 | 0 | NO | NO | 3 | [5 empty] | 22200 | 579339
917964 | LBT22013-0~60V-50/10/1/0A-4CH-380V3P | LBT | 4 | 220V1P/380V3P | 50 | 60 | 0 | LBT22013 60V 50A | LBT22013 | LBT22013-0~60V-50/10/1/0A-4CH-380V3P |  | 4 | Lug | 2P5.08PHNX-F | 304826 | 306130 | 8 | 4 | [6 empty] | YES | NO | NO | 0 | 0 | NO | NO | 3 | [5 empty] | 37000 | 579341
918114 | LBT22013-0~60V-50/10/1/0A-12CH-480V3P | LBT | 12 | 110V1P/208V3P/480V3P | 50 | 60 | 0 | LBT22013 60V 50A | LBT22013 | LBT22013-0~60V-50/10/1/0A-12CH-480V3P IV Module PN: 430788 Chassis Dimension(inch): 35W39D72H Single Phase Power Requirement: Voltage(VAC): 220 Max Power(VA): 1728 Max Current/Phase(A): 8 Circuit Breaker(A): 15 Three Phase Power Requirement: Voltage(VAC):480 Max Power(VA): 55620 Max Current/Phase(A): 67 Circuit Breaker(A): 80 | Standing System | 12 | Lug | 2P5.08PHNX-F | 304826 | 306130 | 24 | 12 | [6 empty] | YES | NO | NO | 0 | 0 | NO | NO | 3 | [5 empty] | 93000 | 588321
918262 | LBT22013-0~60V-50/10/1/0A-3CH-480V3P | LBT | 3 | 110V1P/208V3P/480V3P | 50 | 60 | 0 | LBT22013 60V 50A | LBT22013 | LBT22013-0~60V-50/10/1/0A-3CH-480V3P IV Module PN: 430788 Chassis Dimension(inch): 21W40D51H Single Phase Power Requirement: Voltage(VAC): 220 Max Power(VA): 1152 Max Current/Phase(A): 6 Circuit Breaker(A): 15 Three Phase Power Requirement: Voltage(VAC):480 Max Power(VA): 19740 Max Current/Phase(A): 24 Circuit Breaker(A): 30 | Standing System | 3 | Lug | 2P5.08PHNX-F | 304826 | 306130 | 6 | 3 | [6 empty] | YES | NO | NO | 0 | 0 | NO | NO | 3 | [5 empty] | 31600 | 588373
918496 | LBT22013-0~60V-50/10/1/0A-6CH-380V3P | LBT | 6 | 220V1P/380V3P | 50 | 60 | 0 | LBT22013 60V 50A | LBT22013 | LBT22013-0~60V-50/10/1/0A-6CH-380V3P IV Module PN: 430788 Chassis Dimension(inch): 35W39D51H Single Phase Power Requirement: Voltage(VAC): 220 Max Power(VA): 1152 Max Current/Phase(A): 6 Circuit Breaker(A): 15 Three Phase Power Requirement: Voltage(VAC):380 Max Power(VA): 37680 Max Current/Phase(A): 58 Circuit Breaker(A): 80 | Standing System | 6 | Lug | 2P5.08PHNX-F | 304826 | 306130 | 12 | 6 | [6 empty] | YES | NO | NO | 0 | 0 | NO | NO | 3 | [5 empty] | 53500 | 611561
918750 | LBT22013-0~40V-75/15/1/0A-1CH-380V3P | LBT | 1 | 220V1P/380V3P | 75 | 40 | 0 | LBT22013 40V 75A | LBT22013 | LBT22013-0~40V-75/15/1/0A-1CH-380V3P IV Module PN: 440588 Chassis Dimension(inch): 21W40D35H Single Phase Power Requirement: Voltage(VAC): 220 Max Power(VA): 1152 Max Current/Phase(A): 6 Circuit Breaker(A): 15 Three Phase Power Requirement: Voltage(VAC):380 Max Power(VA): 7830 Max Current/Phase(A): 12 Circuit Breaker(A): 20 | Standing System | 1 | Lug | 2P5.08PHNX-F | 304826 | 306130 | 2 | 1 | [6 empty] | YES | NO | NO | 0 | 0 | NO | NO | 3 | [5 empty] | 17100 | 658796
918812 | LBT22023MC-0~60V-15/2/0.1/0A-10CH-380V3P | LBT | 10 | 220V1P/380V3P | 15 | 60 | 0 | LBT22023 60V 15A | LBT22023 | LBT22023MC-0~60V-15/2/0.1/0A-10CH-380V3P IV Module PN: 430166 Chassis Dimension(inch): 35W39D51H Single Phase Power Requirement: Voltage(VAC): 220 Max Power(VA): 1152 Max Current/Phase(A): 6 Circuit Breaker(A): 15 Three Phase Power Requirement: Voltage(VAC):380 Max Power(VA): 19740 Max Current/Phase(A): 30 Circuit Breaker(A): 50 | Standing System | 10 | 4P7.62PHNX-F |  | 400930 |  | 10 | [7 empty] | YES | NO | NO | 0 | 0 | NO | NO | 3 | [5 empty] | 45500 | 681501
918848 | LBT22023MC-0~60V-15/2/0.1/0A-6CH-380V3P | LBT | 6 | 220V1P/380V3P | 15 | 60 | 0 | LBT22023 60V 15A | LBT22023 | LBT22023MC-0~60V-15/2/0.1/0A-6CH-380V3P IV Module PN: 430166 Chassis Dimension(inch): 21W40D51H Single Phase Power Requirement: Voltage(VAC): 220 Max Power(VA): 1152 Max Current/Phase(A): 6 Circuit Breaker(A): 15 Three Phase Power Requirement: Voltage(VAC):380 Max Power(VA): 7800 Max Current/Phase(A): 12 Circuit Breaker(A): 20 | Standing System | 6 | 4P7.62PHNX-F |  | 400930 |  | 6 | [7 empty] | YES | NO | NO | 0 | 0 | NO | NO | 3 | [5 empty] | 30200 | 687511
918860 | LBT22023MC-0~60V-15/2/0.1/0A-8CH-480V3P | LBT | 8 | 110V1P/208V3P/480V3P | 15 | 60 | 0 | LBT22023 60V 15A | LBT22023 | LBT22023MC-0~60V-15/2/0.1/0A-8CH-480V3P IV Module PN: 430166 Chassis Dimension(inch): 21W40D51H Single Phase Power Requirement: Voltage(VAC): 220 Max Power(VA): 1152 Max Current/Phase(A): 6 Circuit Breaker(A): 15 Three Phase Power Requirement: Voltage(VAC):480 Max Power(VA): 19740 Max Current/Phase(A): 24 Circuit Breaker(A): 30 | Standing System | 8 | 4P7.62PHNX-F |  | 400930 |  | 8 | [7 empty] | YES | NO | NO | 0 | 0 | NO | NO | 3 | [5 empty] | 38300 | 688011
918862 | LBT22013-0~40V-75/15/1/0A-12CH-380V3P | LBT | 12 | 220V1P/380V3P | 75 | 40 | 0 | LBT22013 40V 75A | LBT22013 | LBT22013-0~40V-75/15/1/0A-12CH-380V3P IV Module PN: 440588 Chassis Dimension(inch): 35W39D72H Single Phase Power Requirement: Voltage(VAC): 220 Max Power(VA): 1728 Max Current/Phase(A): 8 Circuit Breaker(A): 15 Three Phase Power Requirement: Voltage(VAC):380 Max Power(VA): 57060 Max Current/Phase(A): 87 Circuit Breaker(A): 100 | Standing System | 12 | Lug | 2P5.08PHNX-F | 304826 | 306130 | 24 | 12 | [6 empty] | YES | NO | NO | 0 | 0 | NO | NO | 3 | [5 empty] | 95200 | 688111
918878 | LBT22023MC-0~60V-15/2/0.1/0A-10CH-480V3P | LBT | 10 | 110V1P/208V3P/480V3P | 15 | 60 | 0 | LBT22023 60V 15A | LBT22023 | LBT22023MC-0~60V-15/2/0.1/0A-10CH-480V3P IV Module PN: 430166 Chassis Dimension(inch): 35W39D51H Single Phase Power Requirement: Voltage(VAC): 220 Max Power(VA): 1152 Max Current/Phase(A): 6 Circuit Breaker(A): 15 Three Phase Power Requirement: Voltage(VAC):480 Max Power(VA): 19740 Max Current/Phase(A): 24 Circuit Breaker(A): 30 | Standing System | 10 | 4P7.62PHNX-F |  | 400930 |  | 10 | [7 empty] | YES | NO | NO | 0 | 0 | NO | NO | 3 | [5 empty] | 45500 | 690511
918984 | System-LBT21084UC-0~5V-5/0.5/0.02/0.001A-8CH-110V1P-V101 | LBT | 8 | 110V1P/208V3P/480V3P | 5 | 5 | 0 | LBT21084 5V 5A | LBT21084UC | LBT21084UC-0~5V-5/0.5/0.02/0.001A-8CH-110V1P IV Module PN: 441970 Chassis Dimension(inch): 16W17D13H Single Phase Power Requirement: Voltage(VAC): 110 Max Power(VA): 575 Max Current/Phase(A): 5 Circuit Breaker(A): 15 | Benchtop | 1 | 4P5.08PHNX-F |  | 306170 |  | 8 | [7 empty] | YES | NO | NO | 0 | 0 | NO | NO | 4 | [5 empty] | 7130 | 706031
918986 | System-LBT21084UC-0~5V-10/0.5/0.02/0.001A-8CH-110V1P-V101 | LBT | 8 | 110V1P/208V3P/480V3P | 10 | 5 | 0 | LBT21084 5V 10A | LBT21084UC | System-LBT21084UC-0~5V-10/0.5/0.02/0.001A-8CH-110V1P IV Module PN: 463522 Chassis Dimension(inch): 16W17D13H Single Phase Power Requirement: Voltage(VAC): 110 Max Power(VA): 807 Max Current/Phase(A): 7.4 Circuit Breaker(A): 15 | Benchtop | 1 | 4P5.08PHNX-F |  | 306170 |  | 8 | [7 empty] | YES | NO | NO | 0 | 0 | NO | NO | 4 | [5 empty] | 7130 | 706032
918990 | LBT22013-0~60V-50/10/1/0A-5CH-380V3P | LBT | 5 | 220V1P/380V3P | 50 | 60 | 0 | LBT22013 60V 50A | LBT22013 | LBT22013-0~60V-50/10/1/0A-5CH-380V3P IV Module PN: 430788 Chassis Dimension(inch): 35W39D51H Single Phase Power Requirement: Voltage(VAC): 220 Max Power(VA): 1152 Max Current/Phase(A): 6 Circuit Breaker(A): 15 Three Phase Power Requirement: Voltage(VAC):380 Max Power(VA): 37680 Max Current/Phase(A): 58 Circuit Breaker(A): 80 | Standing System | 5 | Lug | 2P5.08PHNX-F | 304826 | 306130 | 10 | 5 | [6 empty] | YES | NO | NO | 0 | 0 | NO | NO | 3 | [5 empty] | 48100 | 706531
918998 | System-LBT21084UC-(-5)~5V-1/0.05/0.002/0.0001A-16CH-110V1P-V101 | LBT | 16 | 110V1P/208V3P/480V3P | 1 | 5 | -5 | LBT21084 +/-5V 1A | LBT21084UC | LBT21084UC-(-5)~5V-1/0.05/0.002/0.0001A-16CH-110V1P IV Module PN: 463524 Chassis Dimension(inch): 16W17D13H Single Phase Power Requirement: Voltage(VAC): 110 Max Power(VA): 264 Max Current/Phase(A): 3 Circuit Breaker(A): 16 | Benchtop | 2 | 4P5.08PHNX-F |  | 306170 |  | 16 | [7 empty] | YES | NO | NO | 0 | 0 | NO | NO | 4 | [5 empty] | 11700 | 706631
919012 | System-HS21044-(-5)~5V-5/0.5/0.02/0.001A-4CH-110V1P-V101 | HS | 4 | 110V1P/208V3P/480V3P | 5 | 5 | -5 | HS21044 +/-5V 5A | HS21044 |  |  | 1 | 4P5.08PHNX-F |  | 306170 |  | 4 | [7 empty] | YES | NO | NO | 0 | 0 | YES | NO | 4 | [5 empty] | 12600 | 707731
919014 | System-LBT21084UC-(-5)~5V-1/0.05/0.002/0.0001A-8CH-110V1P-V101 | LBT | 8 | 110V1P/208V3P/480V3P | 1 | 5 | -5 | LBT21084 +/-5V 1A | LBT21084UC | LBT21084UC-(-5)~5V-1/0.05/0.002/0.0001A-8CH-110V1P IV Module PN: 441972 Chassis Dimension(inch): 16W17D13H Single Phase Power Requirement: Voltage(VAC): 110 Max Power(VA): 275 Max Current/Phase(A): 2 Circuit Breaker(A): 15 | Benchtop | 1 | 4P5.08PHNX-F |  | 306170 |  | 8 | [7 empty] | YES | NO | NO | 0 | 0 | NO | NO | 4 | [5 empty] | 7400 | 707831
919016 | System-LBT21084UC-(-5)~5V-1/0.05/0.002/0.0001A-8CH-220V1P-V101 | LBT | 8 | 220V1P/380V3P | 1 | 5 | -5 | LBT21084 +/-5V 1A | LBT21084UC | LBT21084UC-(-5)~5V-1/0.05/0.002/0.0001A-8CH-220V1P IV Module PN: 463524 Chassis Dimension(inch): 16W17D13H Single Phase Power Requirement: Voltage(VAC): 220 Max Power(VA): 132 Max Current/Phase(A): 1 Circuit Breaker(A): 15 | Benchtop | 1 | 4P5.08PHNX-F |  | 306170 |  | 8 | [7 empty] | YES | NO | NO | 0 | 0 | NO | NO | 4 | [5 empty] | 7400 | 708131
919024 | System-LBT20084-(-5)~5V-0.2/0.01/0.001/0.0001A-8CH-110V1P-V101 | LBT | 8 | 110V1P/208V3P/480V3P | 0.2 | 5 | -5 | LBT20084 +/-5V 0.2A | LBT20084 | LBT20084-(-5)~5V-0.2/0.01/0.001/0.0001A-8CH-110V1P IV Module PN: 463516 Chassis Dimension(inch): 16W16D6H Single Phase Power Requirement: Voltage(VAC): 110 Max Power(VA): 140 Max Current/Phase(A): 1.3 Circuit Breaker(A): 15 | Benchtop | 1 | 4P5.08PHNX-F |  | 194922 |  | 8 | [7 empty] | YES | NO | NO | 0 | 0 | NO | NO | 4 | [5 empty] | 4980 | 708231
919088 | System-LBT20084-(-5)~5V-0.2/0.01/0.001/0.0001A-16CH-110V1P-V101 | LBT | 16 | 110V1P/208V3P/480V3P | 0.2 | 5 | -5 | LBT20084 +/-5V 0.2A | LBT20084 | LBT20084-(-5)~5V-0.2/0.01/0.001/0.0001A-16CH-110V1P IV Module PN: 463516 Chassis Dimension(inch): 16W17D13H Single Phase Power Requirement: Voltage(VAC): 110 Max Power(VA): 280 Max Current/Phase(A): 3 Circuit Breaker(A): 15 | Benchtop | 2 | 4P5.08PHNX-F |  | 194922 |  | 16 | [7 empty] | YES | NO | NO | 0 | 0 | NO | NO | 4 | [5 empty] | 10600 | 709132
919100 | System-LBT20084-(-5)~5V-0.2/0.01/0.001/0.0001A-8CH-220V1P-V101 | LBT | 8 | 220V1P/380V3P | 0.2 | 5 | -5 | LBT20084 +/-5V 0.2A | LBT20084 | LBT20084-(-5)~5V-0.2/0.01/0.001/0.0001A-8CH-220V1P IV Module PN: 441976 Chassis Dimension(inch): 16W16D6H Single Phase Power Requirement: Voltage(VAC): 220 Max Power(VA): 100 Max Current/Phase(A): 0 Circuit Breaker(A): 15 | Benchtop | 1 | 4P5.08PHNX-F |  | 194922 |  | 8 | [7 empty] | YES | NO | NO | 0 | 0 | NO | NO | 4 | [5 empty] | 4980 | 709633
919104 | System-LBT21084UC-(-5)~5V-1/0.05/0.002/0.0001A-16CH-220V1P-V101 | LBT | 16 | 220V1P/380V3P | 1 | 5 | -5 | LBT21084 +/-5V 1A | LBT21084UC | LBT21084UC-(-5)~5V-1/0.05/0.002/0.0001A-16CH-220V1P IV Module PN: 441972 Chassis Dimension(inch): 16W17D13H Single Phase Power Requirement: Voltage(VAC): 220 Max Power(VA): 350 Max Current/Phase(A): 2 Circuit Breaker(A): 15 | Benchtop | 2 | 4P5.08PHNX-F |  | 306170 |  | 16 | [7 empty] | YES | NO | NO | 0 | 0 | NO | NO | 4 | [5 empty] | 11700 | 709934
919116 | System-LBT21084UC-0~5V-10/0.5/0.02/0.001A-8CH-220V1P-V101 | LBT | 8 | 220V1P/380V3P | 10 | 5 | 0 | LBT21084 5V 10A | LBT21084UC | LBT21084UC-0~5V-10/0.5/0.02/0.001A-8CH-220V1P IV Module PN: 463522 Chassis Dimension(inch): 16W17D13H Single Phase Power Requirement: Voltage(VAC): 220 Max Power(VA): 807 Max Current/Phase(A): 4 Circuit Breaker(A): 16 | Benchtop | 1 | 4P5.08PHNX-F |  | 306170 |  | 8 | [7 empty] | YES | NO | NO | 0 | 0 | NO | NO | 4 | [5 empty] | 7130 | 711335
919156 | System-LBT21084UC-(-5)~5V-5/0.5/0.02/0.001A-8CH-220V1P-V101 | LBT | 8 | 220V1P/380V3P | 5 | 5 | -5 | LBT21084 +/-5V 5A | LBT21084UC | LBT21084UC-(-5)~5V-5/0.5/0.02/0.001A-8CH-220V1P IV Module PN: 463526 Chassis Dimension(inch): 16W17D13H Single Phase Power Requirement: Voltage(VAC): 220 Max Power(VA): 445 Max Current/Phase(A): 2.7 Circuit Breaker(A): 15 | Benchtop | 1 | 4P5.08PHNX-F |  | 306170 |  | 8 | [7 empty] | YES | NO | NO | 0 | 0 | NO | NO | 4 | [5 empty] | 7400 | 713336
919170 | System-LBT21084UC-0~5V-5/0.5/0.02/0.001A-16CH-220V1P-V101 | LBT | 16 | 220V1P/380V3P | 5 | 5 | 0 | LBT21084 5V 5A | LBT21084UC | LBT21084UC-0~5V-5/0.5/0.02/0.001A-16CH-220V1P IV Module PN: 441970 Chassis Dimension(inch): 16W17D13H Single Phase Power Requirement: Voltage(VAC): 220 Max Power(VA): 950 Max Current/Phase(A): 4 Circuit Breaker(A): 15 | Benchtop | 2 | 4P5.08PHNX-F |  | 306170 |  | 16 | [7 empty] | YES | NO | NO | 0 | 0 | NO | NO | 4 | [5 empty] | 11500 | 714339
919176 | System-LBT21084UC-(-5)~5V-5/0.5/0.02/0.001A-8CH-110V1P-V101 | LBT | 8 | 110V1P/208V3P/480V3P | 5 | 5 | -5 | LBT21084 +/-5V 5A | LBT21084UC | LBT21084UC-(-5)~5V-5/0.5/0.02/0.001A-8CH-110V1P IV Module PN: 441970 Chassis Dimension(inch): 16W17D13H Single Phase Power Requirement: Voltage(VAC): 110 Max Power(VA): 575 Max Current/Phase(A): 5 Circuit Breaker(A): 15 | Benchtop | 1 | 4P5.08PHNX-F |  | 306170 |  | 8 | [7 empty] | YES | NO | NO | 0 | 0 | NO | NO | 4 | [5 empty] | 7400 | 714536
919178 | System-LBT21084UC-(-5)~5V-5/0.5/0.02/0.001A-16CH-110V1P-V101 | LBT | 16 | 110V1P/208V3P/480V3P | 5 | 5 | -5 | LBT21084 +/-5V 5A | LBT21084UC | LBT21084UC-(-5)~5V-5/0.5/0.02/0.001A-16CH-110V1P IV Module PN: 441970 Chassis Dimension(inch): 16W17D13H Single Phase Power Requirement: Voltage(VAC): 110 Max Power(VA): 864 Max Current/Phase(A): 8 Circuit Breaker(A): 15 | Benchtop | 2 | 4P5.08PHNX-F |  | 306170 |  | 16 | [7 empty] | YES | NO | NO | 0 | 0 | NO | NO | 4 | [5 empty] | 11700 | 714537
919184 | System-LBT21084UC-0~5V-5/0.5/0.02/0.001A-8CH-220V1P-V101 | LBT | 8 | 220V1P/380V3P | 5 | 5 | 0 | LBT21084 5V 5A | LBT21084UC | LBT21084UC-0~5V-5/0.5/0.02/0.001A-8CH-220V1P IV Module PN: 463896 Chassis Dimension(inch): 16W17D13H Single Phase Power Requirement: Voltage(VAC): 220 Max Power(VA): 432 Max Current/Phase(A): 2 Circuit Breaker(A): 15 | Benchtop | 1 | 4P5.08PHNX-F |  | 306170 |  | 8 | [7 empty] | YES | NO | NO | 0 | 0 | NO | NO | 4 | [5 empty] | 7130 | 714837
919318 | System-LBT20084-(-10)~10V-0.1/0.01/0.001/0.0001A-8CH-220V1P-V101 | LBT | 8 | 220V1P/380V3P | 0.1 | 10 | -10 | LBT20084 +/-10V 0.1A | LBT20084 | LBT20084-(-10)~10V-0.1/0.01/0.001/0.0001A-8CH-220V1P IV Module PN: 441978 Chassis Dimension(inch): 16W16D6H Single Phase Power Requirement: Voltage(VAC): 220 Max Power(VA): 100 Max Current/Phase(A): 0 Circuit Breaker(A): 15 | Benchtop | 1 | 4P5.08PHNX-F |  | 194922 |  | 8 | [7 empty] | YES | NO | NO | 0 | 0 | NO | NO | 4 | [5 empty] | 4980 | 717238
919358 | System-LBT20084-(-10)~10V-0.1/0.01/0.001/0.0001A-8CH-110V1P-V101 | LBT | 8 | 110V1P/208V3P/480V3P | 0.1 | 10 | -10 | LBT20084 +/-10V 0.1A | LBT20084 | LBT20084-(-10)~10V-0.1/0.01/0.001/0.0001A-8CH-110V1P IV Module PN: 441978 Chassis Dimension(inch): 16W16D6H Single Phase Power Requirement: Voltage(VAC): 110 Max Power(VA): 100 Max Current/Phase(A): 1 Circuit Breaker(A): 15 | Benchtop | 1 | 4P5.08PHNX-F |  | 194922 |  | 8 | [7 empty] | YES | NO | NO | 0 | 0 | NO | NO | 4 | [5 empty] | 4980 | 717176
919360 | System-LBT20162-(-5)~5V-0.1/0.01/0/0A-16CH-110V1P-V101 | LBT | 16 | 110V1P/208V3P/480V3P | 0.1 | 5 | -5 | LBT20162 +/-5V 0.1A | LBT20162 | LBT20162-(-5)~5V-0.1/0.01/0/0A-16CH-110V1P IV Module PN: 443894 Chassis Dimension(inch): 16W16D6H Single Phase Power Requirement: Voltage(VAC): 110 Max Power(VA): 100 Max Current/Phase(A): 1 Circuit Breaker(A): 15 | Benchtop | 1 | 16P3.81PHNX-F |  | 381546 |  | 4 | [7 empty] | YES | NO | NO | 0 | 0 | NO | NO | 2 | [5 empty] | 5640 | 717339
919388 | System-LBT20084-(-5)~5V-0.2/0.01/0.001/0.0001A-16CH-220V1P-V101 | LBT | 16 | 220V1P/380V3P | 0.2 | 5 | -5 | LBT20084 +/-5V 0.2A | LBT20084 | LBT20084-(-5)~5V-0.2/0.01/0.001/0.0001A-16CH-220V1P IV Module PN: 441976 Chassis Dimension(inch): 16W17D13H Single Phase Power Requirement: Voltage(VAC): 220 Max Power(VA): 200 Max Current/Phase(A): 1 Circuit Breaker(A): 15 | Benchtop | 2 | 4P5.08PHNX-F |  | 194922 |  | 16 | [7 empty] | YES | NO | NO | 0 | 0 | NO | NO | 4 | [5 empty] | 10600 | 718440
919458 | System-LBT20162-(-5)~5V-0.1/0.01/0/0A-16CH-220V1P-V101 | LBT | 16 | 220V1P/380V3P | 0.1 | 5 | -5 | LBT20162 +/-5V 0.1A | LBT20162 | LBT20162-(-5)~5V-0.1/0.01/0/0A-16CH-220V1P IV Module PN: 443894 Chassis Dimension(inch): 16W16D6H Single Phase Power Requirement: Voltage(VAC): 220 Max Power(VA): 100 Max Current/Phase(A): 0 Circuit Breaker(A): 15 | Benchtop | 1 | 16P3.81PHNX-F |  | 381546 |  | 4 | [7 empty] | YES | NO | NO | 0 | 0 | NO | NO | 2 | [5 empty] | 5640 | 722643
919476 | System-HS21044-0~5V-10/0.5/0.02/0.001A-8CH-110V1P-V101 | HS | 8 | 110V1P/208V3P/480V3P | 10 | 5 | 0 | HS21044 5V 10A | HS21044 |  |  | 2 | 4P5.08PHNX-F |  | 306170 |  | 8 | [7 empty] | YES | NO | NO | 0 | 0 | YES | NO | 4 | [5 empty] | 21900 | 723943
919518 | System-LBT21084UC-(-5)~5V-5/0.5/0.02/0.001A-16CH-220V1P-V101 | LBT | 16 | 220V1P/380V3P | 5 | 5 | -5 | LBT21084 +/-5V 5A | LBT21084UC | LBT21084UC-(-5)~5V-5/0.5/0.02/0.001A-16CH-220V1P IV Module PN: 463526 Chassis Dimension(inch): 16W17D13H Single Phase Power Requirement: Voltage(VAC): 220 Max Power(VA): 864 Max Current/Phase(A): 4 Circuit Breaker(A): 15 | Benchtop | 2 | 4P5.08PHNX-F |  | 306170 |  | 16 | [7 empty] | YES | NO | NO | 0 | 0 | NO | NO | 4 | [5 empty] | 11700 | 727945
919542 | LBT22043LC-0~25V-10/1/0.1/0A-12CH-380V3P | LBT | 12 | 220V1P/380V3P | 10 | 25 | 0 | LBT22043 25V 10A | LBT22043 | LBT22043LC-0~25V-10/1/0.1/0A-12CH-380V3P IV Module PN: 412718 Chassis Dimension(inch): 21W40D51H Single Phase Power Requirement: Voltage(VAC): 220 Max Power(VA): 1152 Max Current/Phase(A): 6 Circuit Breaker(A): 15 Three Phase Power Requirement: Voltage(VAC):380 Max Power(VA): 7200 Max Current/Phase(A): 11 Circuit Breaker(A): 20 | Standing System | 12 | 4P5.08PHNX-F |  | 306170 |  | 12 | [7 empty] | YES | NO | NO | 0 | 0 | NO | NO | 3 | [5 empty] | 34100 | 728345
919554 | System-HS21044-(-5)~5V-5/0.5/0.02/0.001A-4CH-220V1P-V101 | HS | 4 | 220V1P/380V3P | 5 | 5 | -5 | HS21044 +/-5V 5A | HS21044 |  |  | 1 | 4P5.08PHNX-F |  | 306170 |  | 4 | [7 empty] | YES | NO | NO | 0 | 0 | YES | NO | 4 | [5 empty] | 12600 | 728645
919556 | System-HS21044-(-5)~5V-5/0.5/0.02/0.001A-8CH-220V1P-V101 | HS | 8 | 220V1P/380V3P | 5 | 5 | -5 | HS21044 +/-5V 5A | HS21044 |  |  | 2 | 4P5.08PHNX-F |  | 306170 |  | 8 | [7 empty] | YES | NO | NO | 0 | 0 | YES | NO | 4 | [5 empty] | 22100 | 728646
919618 | System-LBT21084UC-0~5V-5/0.5/0.02/0.001A-16CH-110V1P-V101 | LBT | 16 | 110V1P/208V3P/480V3P | 5 | 5 | 0 | LBT21084 5V 5A | LBT21084UC | LBT21084UC-0~5V-5/0.5/0.02/0.001A-16CH-110V1P IV Module PN: 430038 Chassis Dimension(inch): 16W17D13H Single Phase Power Requirement: Voltage(VAC): 110 Max Power(VA): 870 Max Current/Phase(A): 8 Circuit Breaker(A): 16 | Benchtop | 2 | 4P5.08PHNX-F |  | 306170 |  | 16 | [7 empty] | YES | NO | NO | 0 | 0 | NO | NO | 4 | [5 empty] | 11500 | 728845
919662 | System-LBT21162-0~5V-5/0.5/0/0A-16CH-220V1P-V101 | LBT | 16 | 220V1P/380V3P | 5 | 5 | 0 | LBT21162 5V 5A | LBT21162 | LBT21162-0~5V-5/0.5/0/0A-16CH-220V1P IV Module PN: 430686 Chassis Dimension(inch): 16W17D13H Single Phase Power Requirement: Voltage(VAC): 220 Max Power(VA): 950 Max Current/Phase(A): 4 Circuit Breaker(A): 15 | Benchtop | 1 | 16P3.81PHNX-F |  | 381546 |  | 4 | [7 empty] | YES | NO | NO | 0 | 0 | NO | NO | 2 | [5 empty] | 7880 | 729546
919686 | System-LBT20084-(-10)~10V-0.1/0.01/0.001/0.0001A-16CH-220V1P-V101 | LBT | 16 | 220V1P/380V3P | 0.1 | 10 | -10 | LBT20084 +/-10V 0.1A | LBT20084 | LBT20084-(-10)~10V-0.1/0.01/0.001/0.0001A-16CH-220V1P IV Module PN: 441978 Chassis Dimension(inch): 16W17D13H Single Phase Power Requirement: Voltage(VAC): 220 Max Power(VA): 200 Max Current/Phase(A): 1 Circuit Breaker(A): 15 | Benchtop | 2 | 4P5.08PHNX-F |  | 194922 |  | 16 | [7 empty] | YES | NO | NO | 0 | 0 | NO | NO | 4 | [5 empty] | 10600 | 731646
919688 | System-LBT20084-(-10)~10V-0.1/0.01/0.001/0.0001A-16CH-110V1P-V101 | LBT | 16 | 110V1P/208V3P/480V3P | 0.1 | 10 | -10 | LBT20084 +/-10V 0.1A | LBT20084 | LBT20084-(-10)~10V-0.1/0.01/0.001/0.0001A-16CH-110V1P IV Module PN: 441978 Chassis Dimension(inch): 16W17D13H Single Phase Power Requirement: Voltage(VAC): 110 Max Power(VA): 200 Max Current/Phase(A): 2 Circuit Breaker(A): 15 | Benchtop | 2 | 4P5.08PHNX-F |  | 194922 |  | 16 | [7 empty] | YES | NO | NO | 0 | 0 | NO | NO | 4 | [5 empty] | 10600 | 731647
919718 | System-LBT21162-0~5V-5/0.5/0/0A-16CH-110V1P-V101 | LBT | 16 | 110V1P/208V3P/480V3P | 5 | 5 | 0 | LBT21162 5V 5A | LBT21162 | LBT21162-0~5V-5/0.5/0/0A-16CH-110V1P IV Module PN: 430686 Chassis Dimension(inch): 16W17D13H Single Phase Power Requirement: Voltage(VAC): 110 Max Power(VA): 950 Max Current/Phase(A): 9 Circuit Breaker(A): 15 | Benchtop | 1 | 16P3.81PHNX-F |  | 381546 |  | 4 | [7 empty] | YES | NO | NO | 0 | 0 | NO | NO | 2 | [5 empty] | 7880 | 731747
919804 | System-LBT21162-(-5)~5V-1/0.1/0/0A-32CH-220V1P-V101 | LBT | 32 | 220V1P/380V3P | 1 | 5 | -5 | LBT21162 +/-5V 1A | LBT21162 | LBT21162-(-5)~5V-1/0.1/0/0A-32CH-220V1P IV Module PN: 442946 Chassis Dimension(inch): 16W17D13H Single Phase Power Requirement: Voltage(VAC): 220 Max Power(VA): 500 Max Current/Phase(A): 2 Circuit Breaker(A): 15 | Standing System | 2 | 16P3.81PHNX-F |  | 381546 |  | 8 | [7 empty] | YES | NO | NO | 0 | 0 | NO | NO | 2 | [5 empty] | 13200 | 736747
919920 | LBT22043LC-0~25V-10/1/0.1/0A-20CH-208V3P | LBT | 20 | 110V1P/208V3P/480V3P | 10 | 25 | 0 | LBT22043 25V 10A | LBT22043 | LBT22043LC-0~25V-10/1/0.1/0A-20CH-208V3P IV Module PN: 412718 Chassis Dimension(inch): 35W39D51H Three Phase Power Requirement: Voltage(VAC): 208 Max Power(VA): 11952 Max Current/Phase(A): 34 Circuit Breaker(A): 50 | Standing System | 20 | 4P5.08PHNX-F |  | 306170 |  | 20 | [7 empty] | YES | NO | NO | 0 | 0 | NO | NO | 3 | [5 empty] | 53300 | 757371
919954 | System-LBT21084UC-(-5)~5V-5/0.5/0.02/0.001A-80CH-208V3P-V101 | LBT | 80 | 110V1P/208V3P/480V3P | 5 | 5 | -5 | LBT21084 +/-5V 5A | LBT21084UC | LBT21084UC-(-5)~5V-5/0.5/0.02/0.001A-80CH-208V3P IV Module PN: 441970 Chassis Dimension(inch): 21W40D61H Three Phase Power Requirement: Voltage(VAC): 208 Max Power(VA): 4950 Max Current/Phase(A): 15 Circuit Breaker(A): 20 | Standing System | 10 | 4P5.08PHNX-F |  | 306170 |  | 80 | [7 empty] | YES | NO | NO | 0 | 0 | NO | NO | 4 | [5 empty] | 61600 | 761673
919956 | System-LBT21084UC-0~5V-5/0.5/0.02/0.001A-80CH-208V3P-V101 | LBT | 80 | 110V1P/208V3P/480V3P | 5 | 5 | 0 | LBT21084 5V 5A | LBT21084UC | LBT21084UC-0~5V-5/0.5/0.02/0.001A-80CH-208V3P IV Module PN: 441970 Chassis Dimension(inch): 21W40D61H Three Phase Power Requirement: Voltage(VAC): 208 Max Power(VA): 4950 Max Current/Phase(A): 15 Circuit Breaker(A): 20 | Standing System | 10 | 4P5.08PHNX-F |  | 306170 |  | 80 | [7 empty] | YES | NO | NO | 0 | 0 | NO | NO | 4 | [5 empty] | 60300 | 761773
919964 | System-LBT21014-0~5V-500/50/5/0.5A-2CH-208V3P-V101 | LBT | 2 | 110V1P/208V3P/480V3P | 500 | 5 | 0 | LBT21014 5V 500A | LBT21014 | System-LBT21014-0~5V-500/50/5/0.5A-2CH-208V3P-919964 Chassis Dimension (inch): 25W45D51H Three Phase Power Requirement: Voltage(VAC): 208 Max Power(VA): 14593 Max Current/Phase(A): 41 Circuit Breaker(A): 50 | Standing System | 2 | Lug | 2P5.08PHNX-F | 304826 | 306130 | 4 | 2 | [6 empty] | YES | NO | NO | 0 | 0 | NO | NO | 4 | [5 empty] | 38500 | 761973
919966 | System-LBT21014-0~5V-500/50/5/0.5A-2CH-380V3P-V101 | LBT | 2 | 220V1P/380V3P | 500 | 5 | 0 | LBT21014 5V 500A | LBT21014 | System-LBT21014-0~5V-500/50/5/0.5A-2CH-380V3P-919966 Chassis Dimension (inch): 25W45D51H Single Phase Power Requirement: Voltage(VAC): 220 Max Power(VA): 1200 Max Current/Phase(A): 5 Circuit Breaker(A): 15 Three Phase Power Requirement: Voltage(VAC): 380 Max Power(VA): 13393 Max Current/Phase(A): 21 Circuit Breaker(A): 30 | Standing System | 2 | Lug | 2P5.08PHNX-F | 304826 | 306130 | 4 | 2 | [6 empty] | YES | NO | NO | 0 | 0 | NO | NO | 4 | [5 empty] | 37800 | 762073
919968 | System-LBT21014-0~5V-500/50/5/0.5A-4CH-380V3P-V101 | LBT | 4 | 220V1P/380V3P | 500 | 5 | 0 | LBT21014 5V 500A | LBT21014 | System-LBT21014-0~5V-500/50/5/0.5A-4CH-380V3P-919968 Chassis Dimension (inch): 25W45D72H Single Phase Power Requirement: Voltage(VAC): 220 Max Power(VA): 1200 Max Current/Phase(A): 5 Circuit Breaker(A): 15 Three Phase Power Requirement: Voltage(VAC): 380 Max Power(VA): 26786 Max Current/Phase(A): 41 Circuit Breaker(A): 50 | Standing System | 4 | Lug | 2P5.08PHNX-F | 304826 | 306130 | 8 | 4 | [6 empty] | YES | NO | NO | 0 | 0 | NO | NO | 4 | [5 empty] | 68200 | 761974
919970 | System-LBT21014-0~5V-500/50/5/0.5A-6CH-380V3P-V101 | LBT | 6 | 220V1P/380V3P | 500 | 5 | 0 | LBT21014 5V 500A | LBT21014 | System-LBT21014-0~5V-500/50/5/0.5A-6CH-380V3P-919970 Chassis Dimension (inch): 38W45D61H Single Phase Power Requirement: Voltage(VAC): 220 Max Power(VA): 2000 Max Current/Phase(A): 9 Circuit Breaker(A): 15 Three Phase Power Requirement: Voltage(VAC): 380 Max Power(VA): 40179 Max Current/Phase(A): 62 Circuit Breaker(A): 80 | Standing System | 6 | Lug | 2P5.08PHNX-F | 304826 | 306130 | 12 | 6 | [6 empty] | YES | NO | NO | 0 | 0 | NO | NO | 4 | [5 empty] | 98900 | 762173
919972 | System-LBT21014-0~5V-500/50/5/0.5A-8CH-480V3P-V101 | LBT | 8 | 110V1P/208V3P/480V3P | 500 | 5 | 0 | LBT21014 5V 500A | LBT21014 | System-LBT21014-0~5V-500/50/5/0.5A-8CH-480V3P-919972 Chassis Dimension (inch): 38W45D72H Single Phase Power Requirement: Voltage(VAC): 220 Max Power(VA): 2000 Max Current/Phase(A): 9 Circuit Breaker(A): 15 Three Phase Power Requirement: Voltage(VAC): 480 Max Power(VA): 53572 Max Current/Phase(A): 65 Circuit Breaker(A): 80 | Standing System | 8 | Lug | 2P5.08PHNX-F | 304826 | 306130 | 16 | 8 | [6 empty] | YES | NO | NO | 0 | 0 | NO | NO | 4 | [5 empty] | 132000 | 762074
919974 | System-LBT21014-0~5V-500/50/5/0.5A-8CH-380V3P-V101 | LBT | 8 | 220V1P/380V3P | 500 | 5 | 0 | LBT21014 5V 500A | LBT21014 | System-LBT21014-0~5V-500/50/5/0.5A-8CH-380V3P-919974 Chassis Dimension (inch): 38W45D72H Single Phase Power Requirement: Voltage(VAC): 220 Max Power(VA): 2000 Max Current/Phase(A): 9 Circuit Breaker(A): 15 Three Phase Power Requirement: Voltage(VAC): 380 Max Power(VA): 53572 Max Current/Phase(A): 82 Circuit Breaker(A): 100 | Standing System | 8 | Lug | 2P5.08PHNX-F | 304826 | 306130 | 16 | 8 | [6 empty] | YES | NO | NO | 0 | 0 | NO | NO | 4 | [5 empty] | 129000 | 761975
919976 | System-LBT21014-0~5V-300/50/5/0.5A-1CH-380V3P-V101 | LBT | 1 | 220V1P/380V3P | 300 | 5 | 0 | LBT21014 5V 300A | LBT21014 | System-LBT21014-0~5V-300/50/5/0.5A-1CH-380V3P-919976 Chassis Dimension (inch): 25W45D40H Single Phase Power Requirement: Voltage(VAC): 220 Max Power(VA): 1200 Max Current/Phase(A): 5 Circuit Breaker(A): 15 Three Phase Power Requirement: Voltage(VAC): 380 Max Power(VA): 4018 Max Current/Phase(A): 7 Circuit Breaker(A): 20 | Standing System | 1 | Lug | 2P5.08PHNX-F | 304826 | 306130 | 2 | 1 | [6 empty] | YES | NO | NO | 0 | 0 | NO | NO | 4 | [5 empty] | 21800 | 762174
919978 | System-LBT21014-0~5V-300/50/5/0.5A-2CH-380V3P-V101 | LBT | 2 | 220V1P/380V3P | 300 | 5 | 0 | LBT21014 5V 300A | LBT21014 | System-LBT21014-0~5V-300/50/5/0.5A-2CH-380V3P-919978 Chassis Dimension (inch): 25W45D40H Single Phase Power Requirement: Voltage(VAC): 220 Max Power(VA): 1200 Max Current/Phase(A): 5 Circuit Breaker(A): 15 Three Phase Power Requirement: Voltage(VAC): 380 Max Power(VA): 8036 Max Current/Phase(A): 13 Circuit Breaker(A): 20 | Standing System | 2 | Lug | 2P5.08PHNX-F | 304826 | 306130 | 4 | 2 | [6 empty] | YES | NO | NO | 0 | 0 | NO | NO | 4 | [5 empty] | 27400 | 761976
919980 | System-LBT21014-0~5V-300/50/5/0.5A-3CH-380V3P-V101 | LBT | 3 | 220V1P/380V3P | 300 | 5 | 0 | LBT21014 5V 300A | LBT21014 | System-LBT21014-0~5V-300/50/5/0.5A-3CH-380V3P-919980 Chassis Dimension (inch): 25W45D51H Single Phase Power Requirement: Voltage(VAC): 220 Max Power(VA): 1200 Max Current/Phase(A): 5 Circuit Breaker(A): 15 Three Phase Power Requirement: Voltage(VAC): 380 Max Power(VA): 12054 Max Current/Phase(A): 19 Circuit Breaker(A): 30 | Standing System | 3 | Lug | 2P5.08PHNX-F | 304826 | 306130 | 6 | 3 | [6 empty] | YES | NO | NO | 0 | 0 | NO | NO | 4 | [5 empty] | 41200 | 761977
919982 | System-LBT21014-0~5V-300/50/5/0.5A-4CH-380V3P-V101 | LBT | 4 | 220V1P/380V3P | 300 | 5 | 0 | LBT21014 5V 300A | LBT21014 | System-LBT21014-0~5V-300/50/5/0.5A-4CH-380V3P-919982 Chassis Dimension (inch): 25W45D72H Single Phase Power Requirement: Voltage(VAC): 220 Max Power(VA): 1200 Max Current/Phase(A): 5 Circuit Breaker(A): 15 Three Phase Power Requirement: Voltage(VAC): 380 Max Power(VA): 16072 Max Current/Phase(A): 25 Circuit Breaker(A): 30 | Standing System | 4 | Lug | 2P5.08PHNX-F | 304826 | 306130 | 8 | 4 | [6 empty] | YES | NO | NO | 0 | 0 | NO | NO | 4 | [5 empty] | 47500 | 762175
919984 | System-LBT21014-0~5V-300/50/5/0.5A-5CH-380V3P-V101 | LBT | 5 | 220V1P/380V3P | 300 | 5 | 0 | LBT21014 5V 300A | LBT21014 | System-LBT21014-0~5V-300/50/5/0.5A-5CH-380V3P-919984 Chassis Dimension (inch): 25W45D72H Single Phase Power Requirement: Voltage(VAC): 220 Max Power(VA): 1200 Max Current/Phase(A): 5 Circuit Breaker(A): 15 Three Phase Power Requirement: Voltage(VAC): 380 Max Power(VA): 20090 Max Current/Phase(A): 31 Circuit Breaker(A): 50 | Standing System | 5 | Lug | 2P5.08PHNX-F | 304826 | 306130 | 10 | 5 | [6 empty] | YES | NO | NO | 0 | 0 | NO | NO | 4 | [5 empty] | 61600 | 762176
919986 | System-LBT21014-0~5V-300/50/5/0.5A-6CH-380V3P-V101 | LBT | 6 | 220V1P/380V3P | 300 | 5 | 0 | LBT21014 5V 300A | LBT21014 | System-LBT21014-0~5V-300/50/5/0.5A-6CH-380V3P-919986 Chassis Dimension (inch): 25W45D72H Single Phase Power Requirement: Voltage(VAC): 220 Max Power(VA): 1200 Max Current/Phase(A): 5 Circuit Breaker(A): 15 Three Phase Power Requirement: Voltage(VAC): 380 Max Power(VA): 24108 Max Current/Phase(A): 37 Circuit Breaker(A): 50 | Standing System | 6 | Lug | 2P5.08PHNX-F | 304826 | 306130 | 12 | 6 | [6 empty] | YES | NO | NO | 0 | 0 | NO | NO | 4 | [5 empty] | 67200 | 762075
919988 | System-LBT21014-0~5V-300/50/5/0.5A-7CH-380V3P-V101 | LBT | 7 | 220V1P/380V3P | 300 | 5 | 0 | LBT21014 5V 300A | LBT21014 | System-LBT21014-0~5V-300/50/5/0.5A-7CH-380V3P-919988 Chassis Dimension (inch): 38W45D51H Single Phase Power Requirement: Voltage(VAC): 220 Max Power(VA): 2000 Max Current/Phase(A): 9 Circuit Breaker(A): 15 Three Phase Power Requirement: Voltage(VAC): 380 Max Power(VA): 28125 Max Current/Phase(A): 43 Circuit Breaker(A): 50 | Standing System | 7 | Lug | 2P5.08PHNX-F | 304826 | 306130 | 14 | 7 | [6 empty] | YES | NO | NO | 0 | 0 | NO | NO | 4 | [5 empty] | 81000 | 762177
919990 | System-LBT21014-0~5V-300/50/5/0.5A-8CH-208V3P-V101 | LBT | 8 | 110V1P/208V3P/480V3P | 300 | 5 | 0 | LBT21014 5V 300A | LBT21014 | System-LBT21014-0~5V-300/50/5/0.5A-8CH-208V3P-919990 Chassis Dimension (inch): 38W45D51H Three Phase Power Requirement: Voltage(VAC): 208 Max Power(VA): 33343 Max Current/Phase(A): 93 Circuit Breaker(A): 125 | Standing System | 8 | Lug | 2P5.08PHNX-F | 304826 | 306130 | 16 | 8 | [6 empty] | YES | NO | NO | 0 | 0 | NO | NO | 4 | [5 empty] | 87900 | 762178
919992 | System-LBT21014-0~5V-300/50/5/0.5A-8CH-380V3P-V101 | LBT | 8 | 220V1P/380V3P | 300 | 5 | 0 | LBT21014 5V 300A | LBT21014 | System-LBT21014-0~5V-300/50/5/0.5A-8CH-380V3P-919992 Chassis Dimension (inch): 38W45D51H Single Phase Power Requirement: Voltage(VAC): 220 Max Power(VA): 2000 Max Current/Phase(A): 9 Circuit Breaker(A): 15 Three Phase Power Requirement: Voltage(VAC): 380 Max Power(VA): 32143 Max Current/Phase(A): 49 Circuit Breaker(A): 63 | Standing System | 8 | Lug | 2P5.08PHNX-F | 304826 | 306130 | 16 | 8 | [6 empty] | YES | NO | NO | 0 | 0 | NO | NO | 4 | [5 empty] | 86600 | 761978
919994 | System-LBT21014-0~5V-300/50/5/0.5A-9CH-380V3P-V101 | LBT | 9 | 220V1P/380V3P | 300 | 5 | 0 | LBT21014 5V 300A | LBT21014 | System-LBT21014-0~5V-300/50/5/0.5A-9CH-380V3P-919994 Chassis Dimension (inch): 38W45D61H Single Phase Power Requirement: Voltage(VAC): 220 Max Power(VA): 2000 Max Current/Phase(A): 9 Circuit Breaker(A): 15 Three Phase Power Requirement: Voltage(VAC): 380 Max Power(VA): 36161 Max Current/Phase(A): 55 Circuit Breaker(A): 63 | Standing System | 9 | Lug | 2P5.08PHNX-F | 304826 | 306130 | 18 | 9 | [6 empty] | YES | NO | NO | 0 | 0 | NO | NO | 4 | [5 empty] | 101190 | 762179
919996 | System-LBT21014-0~5V-300/50/5/0.5A-10CH-380V3P-V101 | LBT | 10 | 220V1P/380V3P | 300 | 5 | 0 | LBT21014 5V 300A | LBT21014 | System-LBT21014-0~5V-300/50/5/0.5A-10CH-380V3P-919996 Chassis Dimension (inch): 38W45D61H Single Phase Power Requirement: Voltage(VAC): 220 Max Power(VA): 2000 Max Current/Phase(A): 9 Circuit Breaker(A): 15 Three Phase Power Requirement: Voltage(VAC): 380 Max Power(VA): 40179 Max Current/Phase(A): 62 Circuit Breaker(A): 80 | Standing System | 10 | Lug | 2P5.08PHNX-F | 304826 | 306130 | 20 | 10 | [6 empty] | YES | NO | NO | 0 | 0 | NO | NO | 4 | [5 empty] | 107000 | 762180
919998 | System-LBT21014-0~5V-300/50/5/0.5A-11CH-380V3P-V101 | LBT | 11 | 220V1P/380V3P | 300 | 5 | 0 | LBT21014 5V 300A | LBT21014 | System-LBT21014-0~5V-300/50/5/0.5A-11CH-380V3P-919998 Chassis Dimension (inch): 38W45D72H Single Phase Power Requirement: Voltage(VAC): 220 Max Power(VA): 2400 Max Current/Phase(A): 11 Circuit Breaker(A): 15 Three Phase Power Requirement: Voltage(VAC): 380 Max Power(VA): 44197 Max Current/Phase(A): 68 Circuit Breaker(A): 80 | Standing System | 11 | Lug | 2P5.08PHNX-F | 304826 | 306130 | 22 | 11 | [6 empty] | YES | NO | NO | 0 | 0 | NO | NO | 4 | [5 empty] | 124000 | 762181
920000 | System-LBT21014-0~5V-300/50/5/0.5A-12CH-208V3P-V101 | LBT | 12 | 110V1P/208V3P/480V3P | 300 | 5 | 0 | LBT21014 5V 300A | LBT21014 | System-LBT21014-0~5V-300/50/5/0.5A-12CH-208V3P-920000 Chassis Dimension (inch): 38W45D72H Three Phase Power Requirement: Voltage(VAC): 208 Max Power(VA): 49415 Max Current/Phase(A): 138 Circuit Breaker(A): 160 | Standing System | 12 | Lug | 2P5.08PHNX-F | 304826 | 306130 | 24 | 12 | [6 empty] | YES | NO | NO | 0 | 0 | NO | NO | 4 | [5 empty] | 131423 | 762182
920002 | System-LBT21014-0~5V-300/50/5/0.5A-12CH-480V3P-V101 | LBT | 12 | 110V1P/208V3P/480V3P | 300 | 5 | 0 | LBT21014 5V 300A | LBT21014 | System-LBT21014-0~5V-300/50/5/0.5A-12CH-480V3P-920002 Chassis Dimension (inch): 38W45D72H Single Phase Power Requirement: Voltage(VAC): 220 Max Power(VA): 2400 Max Current/Phase(A): 11 Circuit Breaker(A): 15 Three Phase Power Requirement: Voltage(VAC): 480 Max Power(VA): 48215 Max Current/Phase(A): 58 Circuit Breaker(A): 80 | Standing System | 12 | Lug | 2P5.08PHNX-F | 304826 | 306130 | 24 | 12 | [6 empty] | YES | NO | NO | 0 | 0 | NO | NO | 4 | [5 empty] | 131423 | 761979
920004 | System-LBT21014-0~5V-300/50/5/0.5A-12CH-380V3P-V101 | LBT | 12 | 220V1P/380V3P | 300 | 5 | 0 | LBT21014 5V 300A | LBT21014 | System-LBT21014-0~5V-300/50/5/0.5A-12CH-380V3P-920004 Chassis Dimension (inch): 38W45D72H Single Phase Power Requirement: Voltage(VAC): 220 Max Power(VA): 2400 Max Current/Phase(A): 11 Circuit Breaker(A): 15 Three Phase Power Requirement: Voltage(VAC): 380 Max Power(VA): 48215 Max Current/Phase(A): 74 Circuit Breaker(A): 100 | Standing System | 12 | Lug | 2P5.08PHNX-F | 304826 | 306130 | 24 | 12 | [6 empty] | YES | NO | NO | 0 | 0 | NO | NO | 4 | [5 empty] | 129423 | 762076
920006 | System-LBT21024-0~5V-250/50/5/0.5A-2CH-208V3P-V101 | LBT | 2 | 110V1P/208V3P/480V3P | 250 | 5 | 0 | LBT21024 5V 250A | LBT21024 | System-LBT21024-0~5V-250/50/5/0.5A-2CH-208V3P-920006 Chassis Dimension (inch): 25W45D40H Three Phase Power Requirement: Voltage(VAC): 208 Max Power(VA): 7897 Max Current/Phase(A): 22 Circuit Breaker(A): 30 | Standing System | 1 | Lug | 2P5.08PHNX-F | 304826 | 306130 | 4 | 2 | [6 empty] | YES | NO | NO | 0 | 0 | NO | NO | 4 | [5 empty] | 23500 | 762183
920008 | System-LBT21024-0~5V-250/50/5/0.5A-2CH-380V3P-V101 | LBT | 2 | 220V1P/380V3P | 250 | 5 | 0 | LBT21024 5V 250A | LBT21024 | System-LBT21024-0~5V-250/50/5/0.5A-2CH-380V3P-920008 Chassis Dimension (inch): 25W45D40H Single Phase Power Requirement: Voltage(VAC): 220 Max Power(VA): 1200 Max Current/Phase(A): 5 Circuit Breaker(A): 15 Three Phase Power Requirement: Voltage(VAC): 380 Max Power(VA): 6697 Max Current/Phase(A): 11 Circuit Breaker(A): 20 | Standing System | 1 | Lug | 2P5.08PHNX-F | 304826 | 306130 | 4 | 2 | [6 empty] | YES | NO | NO | 0 | 0 | NO | NO | 4 | [5 empty] | 23100 | 762273
920010 | System-LBT21024-0~5V-250/50/5/0.5A-4CH-380V3P-V101 | LBT | 4 | 220V1P/380V3P | 250 | 5 | 0 | LBT21024 5V 250A | LBT21024 | System-LBT21024-0~5V-250/50/5/0.5A-4CH-380V3P-920010 Chassis Dimension (inch): 25W45D51H Single Phase Power Requirement: Voltage(VAC): 220 Max Power(VA): 1200 Max Current/Phase(A): 5 Circuit Breaker(A): 15 Three Phase Power Requirement: Voltage(VAC): 380 Max Power(VA): 13393 Max Current/Phase(A): 21 Circuit Breaker(A): 30 | Standing System | 2 | Lug | 2P5.08PHNX-F | 304826 | 306130 | 8 | 4 | [6 empty] | YES | NO | NO | 0 | 0 | NO | NO | 4 | [5 empty] | 38300 | 762373
920012 | System-LBT21024-0~5V-250/50/5/0.5A-6CH-380V3P-V101 | LBT | 6 | 220V1P/380V3P | 250 | 5 | 0 | LBT21024 5V 250A | LBT21024 | System-LBT21024-0~5V-250/50/5/0.5A-6CH-380V3P-920012 Chassis Dimension (inch): 25W45D72H Single Phase Power Requirement: Voltage(VAC): 220 Max Power(VA): 1200 Max Current/Phase(A): 5 Circuit Breaker(A): 15 Three Phase Power Requirement: Voltage(VAC): 380 Max Power(VA): 20090 Max Current/Phase(A): 31 Circuit Breaker(A): 50 | Standing System | 3 | Lug | 2P5.08PHNX-F | 304826 | 306130 | 12 | 6 | [6 empty] | YES | NO | NO | 0 | 0 | NO | NO | 4 | [5 empty] | 53600 | 762184
920014 | System-LBT21024-0~5V-250/50/5/0.5A-8CH-480V3P-V101 | LBT | 8 | 110V1P/208V3P/480V3P | 250 | 5 | 0 | LBT21024 5V 250A | LBT21024 | System-LBT21024-0~5V-250/50/5/0.5A-8CH-480V3P-920014 Chassis Dimension (inch): 25W45D72H Single Phase Power Requirement: Voltage(VAC): 220 Max Power(VA): 1200 Max Current/Phase(A): 5 Circuit Breaker(A): 15 Three Phase Power Requirement: Voltage(VAC): 480 Max Power(VA): 26786 Max Current/Phase(A): 33 Circuit Breaker(A): 50 | Standing System | 4 | Lug | 2P5.08PHNX-F | 304826 | 306130 | 16 | 8 | [6 empty] | YES | NO | NO | 0 | 0 | NO | NO | 4 | [5 empty] | 70400 | 762185
920016 | System-LBT21024-0~5V-250/50/5/0.5A-8CH-380V3P-V101 | LBT | 8 | 220V1P/380V3P | 250 | 5 | 0 | LBT21024 5V 250A | LBT21024 | System-LBT21024-0~5V-250/50/5/0.5A-8CH-380V3P-920016 Chassis Dimension (inch): 25W45D72H Single Phase Power Requirement: Voltage(VAC): 220 Max Power(VA): 1200 Max Current/Phase(A): 5 Circuit Breaker(A): 15 Three Phase Power Requirement: Voltage(VAC): 380 Max Power(VA): 26786 Max Current/Phase(A): 41 Circuit Breaker(A): 50 | Standing System | 4 | Lug | 2P5.08PHNX-F | 304826 | 306130 | 16 | 8 | [6 empty] | YES | NO | NO | 0 | 0 | NO | NO | 4 | [5 empty] | 69100 | 762077
920018 | System-LBT21024-0~5V-250/50/5/0.5A-10CH-380V3P-V101 | LBT | 10 | 220V1P/380V3P | 250 | 5 | 0 | LBT21024 5V 250A | LBT21024 | System-LBT21024-0~5V-250/50/5/0.5A-10CH-380V3P-920018 Chassis Dimension (inch): 38W45D51H Single Phase Power Requirement: Voltage(VAC): 220 Max Power(VA): 1200 Max Current/Phase(A): 5 Circuit Breaker(A): 15 Three Phase Power Requirement: Voltage(VAC): 380 Max Power(VA): 33483 Max Current/Phase(A): 51 Circuit Breaker(A): 63 | Standing System | 5 | Lug | 2P5.08PHNX-F | 304826 | 306130 | 20 | 10 | [6 empty] | YES | NO | NO | 0 | 0 | NO | NO | 4 | [5 empty] | 83700 | 762186
920020 | System-LBT21024-0~5V-250/50/5/0.5A-12CH-380V3P-V101 | LBT | 12 | 220V1P/380V3P | 250 | 5 | 0 | LBT21024 5V 250A | LBT21024 | System-LBT21024-0~5V-250/50/5/0.5A-12CH-380V3P-920020 Chassis Dimension (inch): 38W45D61H Single Phase Power Requirement: Voltage(VAC): 220 Max Power(VA): 2000 Max Current/Phase(A): 9 Circuit Breaker(A): 15 Three Phase Power Requirement: Voltage(VAC): 380 Max Power(VA): 40179 Max Current/Phase(A): 62 Circuit Breaker(A): 80 | Standing System | 6 | Lug | 2P5.08PHNX-F | 304826 | 306130 | 24 | 12 | [6 empty] | YES | NO | NO | 0 | 0 | NO | NO | 4 | [5 empty] | 100137 | 762374
920022 | System-LBT21024-0~5V-250/50/5/0.5A-14CH-380V3P-V101 | LBT | 14 | 220V1P/380V3P | 250 | 5 | 0 | LBT21024 5V 250A | LBT21024 | System-LBT21024-0~5V-250/50/5/0.5A-14CH-380V3P-920022 Chassis Dimension (inch): 38W45D61H Single Phase Power Requirement: Voltage(VAC): 220 Max Power(VA): 2000 Max Current/Phase(A): 9 Circuit Breaker(A): 15 Three Phase Power Requirement: Voltage(VAC): 380 Max Power(VA): 46875 Max Current/Phase(A): 72 Circuit Breaker(A): 80 | Standing System | 7 | Lug | 2P5.08PHNX-F | 304826 | 306130 | 28 | 14 | [6 empty] | YES | NO | NO | 0 | 0 | NO | NO | 4 | [5 empty] | 115000 | 762078
920024 | System-LBT21024-0~5V-250/50/5/0.5A-16CH-208V3P-V101 | LBT | 16 | 110V1P/208V3P/480V3P | 250 | 5 | 0 | LBT21024 5V 250A | LBT21024 | System-LBT21024-0~5V-250/50/5/0.5A-16CH-208V3P-920024 Chassis Dimension (inch): 38W45D72H Three Phase Power Requirement: Voltage(VAC): 208 Max Power(VA): 54772 Max Current/Phase(A): 153 Circuit Breaker(A): 200 | Standing System | 8 | Lug | 2P5.08PHNX-F | 304826 | 306130 | 32 | 16 | [6 empty] | YES | NO | NO | 0 | 0 | NO | NO | 4 | [5 empty] | 133263 | 762187
920026 | System-LBT21024-0~5V-250/50/5/0.5A-16CH-480V3P-V101 | LBT | 16 | 110V1P/208V3P/480V3P | 250 | 5 | 0 | LBT21024 5V 250A | LBT21024 | System-LBT21024-0~5V-250/50/5/0.5A-16CH-480V3P-920026 Chassis Dimension (inch): 38W45D72H Single Phase Power Requirement: Voltage(VAC): 220 Max Power(VA): 2000 Max Current/Phase(A): 9 Circuit Breaker(A): 15 Three Phase Power Requirement: Voltage(VAC): 480 Max Power(VA): 53572 Max Current/Phase(A): 65 Circuit Breaker(A): 80 | Standing System | 8 | Lug | 2P5.08PHNX-F | 304826 | 306130 | 32 | 16 | [6 empty] | YES | NO | NO | 0 | 0 | NO | NO | 4 | [5 empty] | 133263 | 762473
920028 | System-LBT21024-0~5V-250/50/5/0.5A-16CH-380V3P-V101 | LBT | 16 | 220V1P/380V3P | 250 | 5 | 0 | LBT21024 5V 250A | LBT21024 | System-LBT21024-0~5V-250/50/5/0.5A-16CH-380V3P-920028 Chassis Dimension (inch): 38W45D72H Single Phase Power Requirement: Voltage(VAC): 220 Max Power(VA): 2000 Max Current/Phase(A): 9 Circuit Breaker(A): 15 Three Phase Power Requirement: Voltage(VAC): 380 Max Power(VA): 53572 Max Current/Phase(A): 82 Circuit Breaker(A): 100 | Standing System | 8 | Lug | 2P5.08PHNX-F | 304826 | 306130 | 32 | 16 | [6 empty] | YES | NO | NO | 0 | 0 | NO | NO | 4 | [5 empty] | 130597 | 762079
920030 | System-LBT21044-0~5V-100/10/1/0.1A-4CH-380V3P-V101 | LBT | 4 | 220V1P/380V3P | 100 | 5 | 0 | LBT21044 5V 100A | LBT21044 | System-LBT21044-0~5V-100/10/1/0.1A-4CH-380V3P-920030 Chassis Dimension (inch): 25W45D40H Single Phase Power Requirement: Voltage(VAC): 220 Max Power(VA): 1200 Max Current/Phase(A): 5 Circuit Breaker(A): 15 Three Phase Power Requirement: Voltage(VAC): 380 Max Power(VA): 5358 Max Current/Phase(A): 9 Circuit Breaker(A): 20 | Standing System | 1 | Lug | 2P5.08PHNX-F | 304826 | 306130 | 8 | 4 | [6 empty] | YES | NO | NO | 0 | 0 | NO | NO | 4 | [5 empty] | 23500 | 762188
920032 | System-LBT21044-0~5V-100/10/1/0.1A-8CH-208V3P-V101 | LBT | 8 | 110V1P/208V3P/480V3P | 100 | 5 | 0 | LBT21044 5V 100A | LBT21044 | System-LBT21044-0~5V-100/10/1/0.1A-8CH-208V3P-920032 Chassis Dimension (inch): 25W45D51H Three Phase Power Requirement: Voltage(VAC): 208 Max Power(VA): 11915 Max Current/Phase(A): 34 Circuit Breaker(A): 50 | Standing System | 2 | Lug | 2P5.08PHNX-F | 304826 | 306130 | 16 | 8 | [6 empty] | YES | NO | NO | 0 | 0 | NO | NO | 4 | [5 empty] | 39700 | 762474
920034 | System-LBT21044-0~5V-100/10/1/0.1A-8CH-380V3P-V101 | LBT | 8 | 220V1P/380V3P | 100 | 5 | 0 | LBT21044 5V 100A | LBT21044 | System-LBT21044-0~5V-100/10/1/0.1A-8CH-380V3P-920034 Chassis Dimension (inch): 25W45D51H Single Phase Power Requirement: Voltage(VAC): 220 Max Power(VA): 1200 Max Current/Phase(A): 5 Circuit Breaker(A): 15 Three Phase Power Requirement: Voltage(VAC): 380 Max Power(VA): 10715 Max Current/Phase(A): 17 Circuit Breaker(A): 20 | Standing System | 2 | Lug | 2P5.08PHNX-F | 304826 | 306130 | 16 | 8 | [6 empty] | YES | NO | NO | 0 | 0 | NO | NO | 4 | [5 empty] | 39000 | 762573
920036 | System-LBT21044-0~5V-100/10/1/0.1A-12CH-208V3P-V101 | LBT | 12 | 110V1P/208V3P/480V3P | 100 | 5 | 0 | LBT21044 5V 100A | LBT21044 | System-LBT21044-0~5V-100/10/1/0.1A-12CH-208V3P-920036 Chassis Dimension (inch): 25W45D72H Three Phase Power Requirement: Voltage(VAC): 208 Max Power(VA): 17272 Max Current/Phase(A): 48 Circuit Breaker(A): 63 | Standing System | 3 | Lug | 2P5.08PHNX-F | 304826 | 306130 | 24 | 12 | [6 empty] | YES | NO | NO | 0 | 0 | NO | NO | 4 | [5 empty] | 55700 | 762673
920038 | System-LBT21044-0~5V-100/10/1/0.1A-12CH-380V3P-V101 | LBT | 12 | 220V1P/380V3P | 100 | 5 | 0 | LBT21044 5V 100A | LBT21044 | System-LBT21044-0~5V-100/10/1/0.1A-12CH-380V3P-920038 Chassis Dimension (inch): 25W45D72H Single Phase Power Requirement: Voltage(VAC): 220 Max Power(VA): 1200 Max Current/Phase(A): 5 Circuit Breaker(A): 15 Three Phase Power Requirement: Voltage(VAC): 380 Max Power(VA): 16072 Max Current/Phase(A): 25 Circuit Breaker(A): 30 | Standing System | 3 | Lug | 2P5.08PHNX-F | 304826 | 306130 | 24 | 12 | [6 empty] | YES | NO | NO | 0 | 0 | NO | NO | 4 | [5 empty] | 54700 | 762080
920040 | System-LBT21044-0~5V-100/10/1/0.1A-16CH-208V3P-V101 | LBT | 16 | 110V1P/208V3P/480V3P | 100 | 5 | 0 | LBT21044 5V 100A | LBT21044 | System-LBT21044-0~5V-100/10/1/0.1A-16CH-208V3P-920040 Chassis Dimension (inch): 25W45D72H Three Phase Power Requirement: Voltage(VAC): 208 Max Power(VA): 22629 Max Current/Phase(A): 63 Circuit Breaker(A): 80 | Standing System | 4 | Lug | 2P5.08PHNX-F | 304826 | 306130 | 32 | 16 | [6 empty] | YES | NO | NO | 0 | 0 | NO | NO | 4 | [5 empty] | 71900 | 762674
920042 | System-LBT21044-0~5V-100/10/1/0.1A-16CH-380V3P-V101 | LBT | 16 | 220V1P/380V3P | 100 | 5 | 0 | LBT21044 5V 100A | LBT21044 | System-LBT21044-0~5V-100/10/1/0.1A-16CH-380V3P-920042 Chassis Dimension (inch): 25W45D72H Single Phase Power Requirement: Voltage(VAC): 220 Max Power(VA): 1200 Max Current/Phase(A): 5 Circuit Breaker(A): 15 Three Phase Power Requirement: Voltage(VAC): 380 Max Power(VA): 21429 Max Current/Phase(A): 33 Circuit Breaker(A): 50 | Standing System | 4 | Lug | 2P5.08PHNX-F | 304826 | 306130 | 32 | 16 | [6 empty] | YES | NO | NO | 0 | 0 | NO | NO | 4 | [5 empty] | 70500 | 762189
920044 | System-LBT21044-0~5V-100/10/1/0.1A-20CH-380V3P-V101 | LBT | 20 | 220V1P/380V3P | 100 | 5 | 0 | LBT21044 5V 100A | LBT21044 | System-LBT21044-0~5V-100/10/1/0.1A-20CH-380V3P-920044 Chassis Dimension (inch): 38W45D51H Single Phase Power Requirement: Voltage(VAC): 220 Max Power(VA): 1200 Max Current/Phase(A): 5 Circuit Breaker(A): 15 Three Phase Power Requirement: Voltage(VAC): 380 Max Power(VA): 26786 Max Current/Phase(A): 41 Circuit Breaker(A): 50 | Standing System | 5 | Lug | 2P5.08PHNX-F | 304826 | 306130 | 40 | 20 | [6 empty] | YES | NO | NO | 0 | 0 | NO | NO | 4 | [5 empty] | 85600 | 762190
920046 | System-LBT21044-0~5V-100/10/1/0.1A-24CH-208V3P-V101 | LBT | 24 | 110V1P/208V3P/480V3P | 100 | 5 | 0 | LBT21044 5V 100A | LBT21044 | System-LBT21044-0~5V-100/10/1/0.1A-24CH-208V3P-920046 Chassis Dimension (inch): 38W45D61H Three Phase Power Requirement: Voltage(VAC): 208 Max Power(VA): 33343 Max Current/Phase(A): 93 Circuit Breaker(A): 125 | Standing System | 6 | Lug | 2P5.08PHNX-F | 304826 | 306130 | 48 | 24 | [6 empty] | YES | NO | NO | 0 | 0 | NO | NO | 4 | [5 empty] | 104337 | 762081
920048 | System-LBT21044-0~5V-100/10/1/0.1A-24CH-380V3P-V101 | LBT | 24 | 220V1P/380V3P | 100 | 5 | 0 | LBT21044 5V 100A | LBT21044 | System-LBT21044-0~5V-100/10/1/0.1A-24CH-380V3P-920048 Chassis Dimension (inch): 38W45D61H Single Phase Power Requirement: Voltage(VAC): 220 Max Power(VA): 2000 Max Current/Phase(A): 9 Circuit Breaker(A): 15 Three Phase Power Requirement: Voltage(VAC): 380 Max Power(VA): 32143 Max Current/Phase(A): 49 Circuit Breaker(A): 63 | Standing System | 6 | Lug | 2P5.08PHNX-F | 304826 | 306130 | 48 | 24 | [6 empty] | YES | NO | NO | 0 | 0 | NO | NO | 4 | [5 empty] | 102337 | 762375
920050 | System-LBT21044-0~5V-100/10/1/0.1A-28CH-480V3P-V101 | LBT | 28 | 110V1P/208V3P/480V3P | 100 | 5 | 0 | LBT21044 5V 100A | LBT21044 | System-LBT21044-0~5V-100/10/1/0.1A-28CH-480V3P-920050 Chassis Dimension (inch): 38W45D61H Single Phase Power Requirement: Voltage(VAC): 220 Max Power(VA): 2000 Max Current/Phase(A): 9 Circuit Breaker(A): 15 Three Phase Power Requirement: Voltage(VAC): 480 Max Power(VA): 37500 Max Current/Phase(A): 46 Circuit Breaker(A): 63 | Standing System | 7 | Lug | 2P5.08PHNX-F | 304826 | 306130 | 56 | 28 | [6 empty] | YES | NO | NO | 0 | 0 | NO | NO | 4 | [5 empty] | 120000 | 762274
920052 | System-LBT21044-0~5V-100/10/1/0.1A-28CH-380V3P-V101 | LBT | 28 | 220V1P/380V3P | 100 | 5 | 0 | LBT21044 5V 100A | LBT21044 | System-LBT21044-0~5V-100/10/1/0.1A-28CH-380V3P-920052 Chassis Dimension (inch): 38W45D61H Single Phase Power Requirement: Voltage(VAC): 220 Max Power(VA): 2000 Max Current/Phase(A): 9 Circuit Breaker(A): 15 Three Phase Power Requirement: Voltage(VAC): 380 Max Power(VA): 37500 Max Current/Phase(A): 57 Circuit Breaker(A): 63 | Standing System | 7 | Lug | 2P5.08PHNX-F | 304826 | 306130 | 56 | 28 | [6 empty] | YES | NO | NO | 0 | 0 | NO | NO | 4 | [5 empty] | 117337 | 762082
920054 | System-LBT21044-0~5V-100/10/1/0.1A-32CH-208V3P-V101 | LBT | 32 | 110V1P/208V3P/480V3P | 100 | 5 | 0 | LBT21044 5V 100A | LBT21044 | System-LBT21044-0~5V-100/10/1/0.1A-32CH-208V3P-920054 Chassis Dimension (inch): 38W45D72H Three Phase Power Requirement: Voltage(VAC): 208 Max Power(VA): 44058 Max Current/Phase(A): 123 Circuit Breaker(A): 160 | Standing System | 8 | Lug | 2P5.08PHNX-F | 304826 | 306130 | 64 | 32 | [6 empty] | YES | NO | NO | 0 | 0 | NO | NO | 4 | [5 empty] | 136197 | 762475
920056 | System-LBT21044-0~5V-100/10/1/0.1A-32CH-480V3P-V101 | LBT | 32 | 110V1P/208V3P/480V3P | 100 | 5 | 0 | LBT21044 5V 100A | LBT21044 | System-LBT21044-0~5V-100/10/1/0.1A-32CH-480V3P-920056 Chassis Dimension (inch): 38W45D72H Single Phase Power Requirement: Voltage(VAC): 220 Max Power(VA): 2000 Max Current/Phase(A): 9 Circuit Breaker(A): 15 Three Phase Power Requirement: Voltage(VAC): 480 Max Power(VA): 42858 Max Current/Phase(A): 52 Circuit Breaker(A): 63 | Standing System | 8 | Lug | 2P5.08PHNX-F | 304826 | 306130 | 64 | 32 | [6 empty] | YES | NO | NO | 0 | 0 | NO | NO | 4 | [5 empty] | 136197 | 762476
920058 | System-LBT21044-0~5V-100/10/1/0.1A-32CH-380V3P-V101 | LBT | 32 | 220V1P/380V3P | 100 | 5 | 0 | LBT21044 5V 100A | LBT21044 | System-LBT21044-0~5V-100/10/1/0.1A-32CH-380V3P-920058 Chassis Dimension (inch): 38W45D72H Single Phase Power Requirement: Voltage(VAC): 220 Max Power(VA): 2000 Max Current/Phase(A): 9 Circuit Breaker(A): 15 Three Phase Power Requirement: Voltage(VAC): 380 Max Power(VA): 42858 Max Current/Phase(A): 66 Circuit Breaker(A): 80 | Standing System | 8 | Lug | 2P5.08PHNX-F | 304826 | 306130 | 64 | 32 | [6 empty] | YES | NO | NO | 0 | 0 | NO | NO | 4 | [5 empty] | 134000 | 762083
920060 | System-LBT21084HC-(-5)~5V-10/0.5/0.02/0.001A-8CH-110V1P-V101 | LBT | 8 | 110V1P/208V3P/480V3P | 10 | 5 | -5 | LBT21084 +/-5V 10A | LBT21084HC | System-LBT21084HC-(-5)~5V-10/0.5/0.02/0.001A-8CH-110V1P-920060 Chassis Dimension (inch): 25W45D40H Single Phase Power Requirement: Voltage(VAC): 110 Max Power(VA): 1950 Max Current/Phase(A): 18 Circuit Breaker(A): 20 | Standing System | 1 | 8P10.16PHNX-F | 8P3.81PHNX-F | 374578 | 136858 | 2 | 2 | [6 empty] | YES | NO | NO | 0 | 0 | NO | NO | 4 | [5 empty] | 16100 | 762191
920062 | System-LBT21084HC-(-5)~5V-10/0.5/0.02/0.001A-8CH-220V1P-V101 | LBT | 8 | 220V1P/380V3P | 10 | 5 | -5 | LBT21084 +/-5V 10A | LBT21084HC | System-LBT21084HC-(-5)~5V-10/0.5/0.02/0.001A-8CH-220V1P-920062 Chassis Dimension (inch): 25W45D40H Single Phase Power Requirement: Voltage(VAC): 220 Max Power(VA): 1950 Max Current/Phase(A): 9 Circuit Breaker(A): 15 | Standing System | 1 | 8P10.16PHNX-F | 8P3.81PHNX-F | 374578 | 136858 | 2 | 2 | [6 empty] | YES | NO | NO | 0 | 0 | NO | NO | 4 | [5 empty] | 16100 | 762084
920064 | System-LBT21084HC-(-5)~5V-10/0.5/0.02/0.001A-16CH-110V1P-V101 | LBT | 16 | 110V1P/208V3P/480V3P | 10 | 5 | -5 | LBT21084 +/-5V 10A | LBT21084HC | System-LBT21084HC-(-5)~5V-10/0.5/0.02/0.001A-16CH-110V1P-920064 Chassis Dimension (inch): 25W45D40H Single Phase Power Requirement: Voltage(VAC): 110 Max Power(VA): 2700 Max Current/Phase(A): 25 Circuit Breaker(A): 30 | Standing System | 2 | 8P10.16PHNX-F | 8P3.81PHNX-F | 374578 | 136858 | 4 | 4 | [6 empty] | YES | NO | NO | 0 | 0 | NO | NO | 4 | [5 empty] | 23800 | 762192
920066 | System-LBT21084HC-(-5)~5V-10/0.5/0.02/0.001A-16CH-220V1P-V101 | LBT | 16 | 220V1P/380V3P | 10 | 5 | -5 | LBT21084 +/-5V 10A | LBT21084HC | System-LBT21084HC-(-5)~5V-10/0.5/0.02/0.001A-16CH-220V1P-920066 Chassis Dimension (inch): 25W45D40H Single Phase Power Requirement: Voltage(VAC): 220 Max Power(VA): 2700 Max Current/Phase(A): 12 Circuit Breaker(A): 15 | Standing System | 2 | 8P10.16PHNX-F | 8P3.81PHNX-F | 374578 | 136858 | 4 | 4 | [6 empty] | YES | NO | NO | 0 | 0 | NO | NO | 4 | [5 empty] | 23800 | 762477
920068 | System-LBT21084HC-(-5)~5V-10/0.5/0.02/0.001A-24CH-208V3P-V101 | LBT | 24 | 110V1P/208V3P/480V3P | 10 | 5 | -5 | LBT21084 +/-5V 10A | LBT21084HC | System-LBT21084HC-(-5)~5V-10/0.5/0.02/0.001A-24CH-208V3P-920068 Chassis Dimension (inch): 25W45D51H Three Phase Power Requirement: Voltage(VAC): 208 Max Power(VA): 3450 Max Current/Phase(A): 10 Circuit Breaker(A): 20 | Standing System | 3 | 8P10.16PHNX-F | 8P3.81PHNX-F | 374578 | 136858 | 6 | 6 | [6 empty] | YES | NO | NO | 0 | 0 | NO | NO | 4 | [5 empty] | 31900 | 762085
920070 | System-LBT21084HC-(-5)~5V-10/0.5/0.02/0.001A-24CH-220V1P-V101 | LBT | 24 | 220V1P/380V3P | 10 | 5 | -5 | LBT21084 +/-5V 10A | LBT21084HC | System-LBT21084HC-(-5)~5V-10/0.5/0.02/0.001A-24CH-220V1P-920070 Chassis Dimension (inch): 25W45D51H Single Phase Power Requirement: Voltage(VAC): 220 Max Power(VA): 3450 Max Current/Phase(A): 16 Circuit Breaker(A): 20 | Standing System | 3 | 8P10.16PHNX-F | 8P3.81PHNX-F | 374578 | 136858 | 6 | 6 | [6 empty] | YES | NO | NO | 0 | 0 | NO | NO | 4 | [5 empty] | 31900 | 762086
920072 | System-LBT21084HC-(-5)~5V-10/0.5/0.02/0.001A-32CH-220V1P-V101 | LBT | 32 | 220V1P/380V3P | 10 | 5 | -5 | LBT21084 +/-5V 10A | LBT21084HC | System-LBT21084HC-(-5)~5V-10/0.5/0.02/0.001A-32CH-220V1P-920072 Chassis Dimension (inch): 25W45D51H Single Phase Power Requirement: Voltage(VAC): 220 Max Power(VA): 4200 Max Current/Phase(A): 19 Circuit Breaker(A): 30 | Standing System | 4 | 8P10.16PHNX-F | 8P3.81PHNX-F | 374578 | 136858 | 8 | 8 | [6 empty] | YES | NO | NO | 0 | 0 | NO | NO | 4 | [5 empty] | 39500 | 762478
920074 | System-LBT21084HC-(-5)~5V-10/0.5/0.02/0.001A-40CH-380V3P-V101 | LBT | 40 | 220V1P/380V3P | 10 | 5 | -5 | LBT21084 +/-5V 10A | LBT21084HC | System-LBT21084HC-(-5)~5V-10/0.5/0.02/0.001A-40CH-380V3P-920074 Chassis Dimension (inch): 25W45D51H Single Phase Power Requirement: Voltage(VAC): 220 Max Power(VA): 1200 Max Current/Phase(A): 5 Circuit Breaker(A): 15 Three Phase Power Requirement: Voltage(VAC): 380 Max Power(VA): 5358 Max Current/Phase(A): 9 Circuit Breaker(A): 20 | Standing System | 5 | 8P10.16PHNX-F | 8P3.81PHNX-F | 374578 | 136858 | 10 | 10 | [6 empty] | YES | NO | NO | 0 | 0 | NO | NO | 4 | [5 empty] | 47000 | 762376
920076 | System-LBT21084HC-(-5)~5V-10/0.5/0.02/0.001A-48CH-380V3P-V101 | LBT | 48 | 220V1P/380V3P | 10 | 5 | -5 | LBT21084 +/-5V 10A | LBT21084HC | System-LBT21084HC-(-5)~5V-10/0.5/0.02/0.001A-48CH-380V3P-920076 Chassis Dimension (inch): 25W45D72H Single Phase Power Requirement: Voltage(VAC): 220 Max Power(VA): 1200 Max Current/Phase(A): 5 Circuit Breaker(A): 15 Three Phase Power Requirement: Voltage(VAC): 380 Max Power(VA): 6429 Max Current/Phase(A): 10 Circuit Breaker(A): 20 | Standing System | 6 | 8P10.16PHNX-F | 8P3.81PHNX-F | 374578 | 136858 | 12 | 12 | [6 empty] | YES | NO | NO | 0 | 0 | NO | NO | 4 | [5 empty] | 53800 | 762193
920078 | System-LBT21084HC-(-5)~5V-10/0.5/0.02/0.001A-56CH-380V3P-V101 | LBT | 56 | 220V1P/380V3P | 10 | 5 | -5 | LBT21084 +/-5V 10A | LBT21084HC | System-LBT21084HC-(-5)~5V-10/0.5/0.02/0.001A-56CH-380V3P-920078 Chassis Dimension (inch): 25W45D72H Single Phase Power Requirement: Voltage(VAC): 220 Max Power(VA): 1200 Max Current/Phase(A): 5 Circuit Breaker(A): 15 Three Phase Power Requirement: Voltage(VAC): 380 Max Power(VA): 7500 Max Current/Phase(A): 12 Circuit Breaker(A): 20 | Standing System | 7 | 8P10.16PHNX-F | 8P3.81PHNX-F | 374578 | 136858 | 14 | 14 | [6 empty] | YES | NO | NO | 0 | 0 | NO | NO | 4 | [5 empty] | 59800 | 762574
920080 | System-LBT21084HC-(-5)~5V-10/0.5/0.02/0.001A-64CH-380V3P-V101 | LBT | 64 | 220V1P/380V3P | 10 | 5 | -5 | LBT21084 +/-5V 10A | LBT21084HC | System-LBT21084HC-(-5)~5V-10/0.5/0.02/0.001A-64CH-380V3P-920080 Chassis Dimension (inch): 25W45D72H Single Phase Power Requirement: Voltage(VAC): 220 Max Power(VA): 2000 Max Current/Phase(A): 9 Circuit Breaker(A): 15 Three Phase Power Requirement: Voltage(VAC): 380 Max Power(VA): 8572 Max Current/Phase(A): 14 Circuit Breaker(A): 20 | Standing System | 8 | 8P10.16PHNX-F | 8P3.81PHNX-F | 374578 | 136858 | 16 | 16 | [6 empty] | YES | NO | NO | 0 | 0 | NO | NO | 4 | [5 empty] | 67200 | 762194
920082 | System-LBT21084HC-(-5)~5V-10/0.5/0.02/0.001A-72CH-380V3P-V101 | LBT | 72 | 220V1P/380V3P | 10 | 5 | -5 | LBT21084 +/-5V 10A | LBT21084HC | System-LBT21084HC-(-5)~5V-10/0.5/0.02/0.001A-72CH-380V3P-920082 Chassis Dimension (inch): 38W45D51H Single Phase Power Requirement: Voltage(VAC): 220 Max Power(VA): 2000 Max Current/Phase(A): 9 Circuit Breaker(A): 15 Three Phase Power Requirement: Voltage(VAC): 380 Max Power(VA): 9643 Max Current/Phase(A): 15 Circuit Breaker(A): 20 | Standing System | 9 | 8P10.16PHNX-F | 8P3.81PHNX-F | 374578 | 136858 | 18 | 18 | [6 empty] | YES | NO | NO | 0 | 0 | NO | NO | 4 | [5 empty] | 80900 | 762195
920084 | System-LBT21084HC-(-5)~5V-10/0.5/0.02/0.001A-80CH-380V3P-V101 | LBT | 80 | 220V1P/380V3P | 10 | 5 | -5 | LBT21084 +/-5V 10A | LBT21084HC | System-LBT21084HC-(-5)~5V-10/0.5/0.02/0.001A-80CH-380V3P-920084 Chassis Dimension (inch): 38W45D51H Single Phase Power Requirement: Voltage(VAC): 220 Max Power(VA): 2000 Max Current/Phase(A): 9 Circuit Breaker(A): 15 Three Phase Power Requirement: Voltage(VAC): 380 Max Power(VA): 10715 Max Current/Phase(A): 17 Circuit Breaker(A): 20 | Standing System | 10 | 8P10.16PHNX-F | 8P3.81PHNX-F | 374578 | 136858 | 20 | 20 | [6 empty] | YES | NO | NO | 0 | 0 | NO | NO | 4 | [5 empty] | 87000 | 762377
920086 | System-LBT21084HC-(-5)~5V-10/0.5/0.02/0.001A-88CH-380V3P-V101 | LBT | 88 | 220V1P/380V3P | 10 | 5 | -5 | LBT21084 +/-5V 10A | LBT21084HC | System-LBT21084HC-(-5)~5V-10/0.5/0.02/0.001A-88CH-380V3P-920086 Chassis Dimension (inch): 38W45D51H Single Phase Power Requirement: Voltage(VAC): 220 Max Power(VA): 2400 Max Current/Phase(A): 11 Circuit Breaker(A): 15 Three Phase Power Requirement: Voltage(VAC): 380 Max Power(VA): 11786 Max Current/Phase(A): 18 Circuit Breaker(A): 20 | Standing System | 11 | 8P10.16PHNX-F | 8P3.81PHNX-F | 374578 | 136858 | 22 | 22 | [6 empty] | YES | NO | NO | 0 | 0 | NO | NO | 4 | [5 empty] | 95600 | 762675
920088 | System-LBT21084HC-(-5)~5V-10/0.5/0.02/0.001A-96CH-208V3P-V101 | LBT | 96 | 110V1P/208V3P/480V3P | 10 | 5 | -5 | LBT21084 +/-5V 10A | LBT21084HC | System-LBT21084HC-(-5)~5V-10/0.5/0.02/0.001A-96CH-208V3P-920088 Chassis Dimension (inch): 38W45D61H Three Phase Power Requirement: Voltage(VAC): 208 Max Power(VA): 14058 Max Current/Phase(A): 40 Circuit Breaker(A): 50 | Standing System | 12 | 8P10.16PHNX-F | 8P3.81PHNX-F | 374578 | 136858 | 24 | 24 | [6 empty] | YES | NO | NO | 0 | 0 | NO | NO | 4 | [5 empty] | 103000 | 762196
920090 | System-LBT21084HC-(-5)~5V-10/0.5/0.02/0.001A-96CH-380V3P-V101 | LBT | 96 | 220V1P/380V3P | 10 | 5 | -5 | LBT21084 +/-5V 10A | LBT21084HC | System-LBT21084HC-(-5)~5V-10/0.5/0.02/0.001A-96CH-380V3P-920090 Chassis Dimension (inch): 38W45D61H Single Phase Power Requirement: Voltage(VAC): 220 Max Power(VA): 2400 Max Current/Phase(A): 11 Circuit Breaker(A): 15 Three Phase Power Requirement: Voltage(VAC): 380 Max Power(VA): 12858 Max Current/Phase(A): 20 Circuit Breaker(A): 30 | Standing System | 12 | 8P10.16PHNX-F | 8P3.81PHNX-F | 374578 | 136858 | 24 | 24 | [6 empty] | YES | NO | NO | 0 | 0 | NO | NO | 4 | [5 empty] | 103000 | 762378
920092 | System-LBT21084HC-(-5)~5V-10/0.5/0.02/0.001A-104CH-380V3P-V101 | LBT | 104 | 220V1P/380V3P | 10 | 5 | -5 | LBT21084 +/-5V 10A | LBT21084HC | System-LBT21084HC-(-5)~5V-10/0.5/0.02/0.001A-104CH-380V3P-920092 Chassis Dimension (inch): 38W45D61H Single Phase Power Requirement: Voltage(VAC): 220 Max Power(VA): 2400 Max Current/Phase(A): 11 Circuit Breaker(A): 15 Three Phase Power Requirement: Voltage(VAC): 380 Max Power(VA): 13929 Max Current/Phase(A): 22 Circuit Breaker(A): 30 | Standing System | 13 | 8P10.16PHNX-F | 8P3.81PHNX-F | 374578 | 136858 | 26 | 26 | [6 empty] | YES | NO | NO | 0 | 0 | NO | NO | 4 | [5 empty] | 109000 | 762275
920094 | System-LBT21084HC-(-5)~5V-10/0.5/0.02/0.001A-112CH-380V3P-V101 | LBT | 112 | 220V1P/380V3P | 10 | 5 | -5 | LBT21084 +/-5V 10A | LBT21084HC | System-LBT21084HC-(-5)~5V-10/0.5/0.02/0.001A-112CH-380V3P-920094 Chassis Dimension (inch): 38W45D61H Single Phase Power Requirement: Voltage(VAC): 220 Max Power(VA): 2400 Max Current/Phase(A): 11 Circuit Breaker(A): 15 Three Phase Power Requirement: Voltage(VAC): 380 Max Power(VA): 15000 Max Current/Phase(A): 23 Circuit Breaker(A): 30 | Standing System | 14 | 8P10.16PHNX-F | 8P3.81PHNX-F | 374578 | 136858 | 28 | 28 | [6 empty] | YES | NO | NO | 0 | 0 | NO | NO | 4 | [5 empty] | 115137 | 762575
920096 | System-LBT21084HC-(-5)~5V-10/0.5/0.02/0.001A-120CH-380V3P-V101 | LBT | 120 | 220V1P/380V3P | 10 | 5 | -5 | LBT21084 +/-5V 10A | LBT21084HC | System-LBT21084HC-(-5)~5V-10/0.5/0.02/0.001A-120CH-380V3P-920096 Chassis Dimension (inch): 38W45D61H Single Phase Power Requirement: Voltage(VAC): 220 Max Power(VA): 4000 Max Current/Phase(A): 18 Circuit Breaker(A): 20 Three Phase Power Requirement: Voltage(VAC): 380 Max Power(VA): 16072 Max Current/Phase(A): 25 Circuit Breaker(A): 30 | Standing System | 15 | 8P10.16PHNX-F | 8P3.81PHNX-F | 374578 | 136858 | 30 | 30 | [6 empty] | YES | NO | NO | 0 | 0 | NO | NO | 4 | [5 empty] | 122137 | 762197
920098 | System-LBT21084HC-(-5)~5V-10/0.5/0.02/0.001A-128CH-208V3P-V101 | LBT | 128 | 110V1P/208V3P/480V3P | 10 | 5 | -5 | LBT21084 +/-5V 10A | LBT21084HC | System-LBT21084HC-(-5)~5V-10/0.5/0.02/0.001A-128CH-208V3P-920098 Chassis Dimension (inch): 38W45D72H Three Phase Power Requirement: Voltage(VAC): 208 Max Power(VA): 18343 Max Current/Phase(A): 51 Circuit Breaker(A): 63 | Standing System | 16 | 8P10.16PHNX-F | 8P3.81PHNX-F | 374578 | 136858 | 32 | 32 | [6 empty] | YES | NO | NO | 0 | 0 | NO | NO | 4 | [5 empty] | 129397 | 762087
920100 | System-LBT21084HC-(-5)~5V-10/0.5/0.02/0.001A-128CH-480V3P-V101 | LBT | 128 | 110V1P/208V3P/480V3P | 10 | 5 | -5 | LBT21084 +/-5V 10A | LBT21084HC | System-LBT21084HC-(-5)~5V-10/0.5/0.02/0.001A-128CH-480V3P-920100 Chassis Dimension (inch): 38W45D72H Single Phase Power Requirement: Voltage(VAC): 220 Max Power(VA): 4000 Max Current/Phase(A): 18 Circuit Breaker(A): 20 Three Phase Power Requirement: Voltage(VAC): 480 Max Power(VA): 17143 Max Current/Phase(A): 21 Circuit Breaker(A): 30 | Standing System | 16 | 8P10.16PHNX-F | 8P3.81PHNX-F | 374578 | 136858 | 32 | 32 | [6 empty] | YES | NO | NO | 0 | 0 | NO | NO | 4 | [5 empty] | 128000 | 762676
920102 | System-LBT21084HC-0~5V-30/5/0.5/0.02A-8CH-208V3P-V101 | LBT | 8 | 110V1P/208V3P/480V3P | 30 | 5 | 0 | LBT21084 5V 30A | LBT21084HC | System-LBT21084HC-0~5V-30/5/0.5/0.02A-8CH-208V3P-920102 Chassis Dimension (inch): 25W45D40H Three Phase Power Requirement: Voltage(VAC): 208 Max Power(VA): 4415 Max Current/Phase(A): 13 Circuit Breaker(A): 20 | Standing System | 1 | 8P10.16PHNX-F | 8P3.81PHNX-F | 374578 | 136858 | 2 | 2 | [6 empty] | YES | NO | NO | 0 | 0 | NO | NO | 4 | [5 empty] | 22800 | 762198
920104 | System-LBT21084HC-0~5V-30/5/0.5/0.02A-8CH-380V3P-V101 | LBT | 8 | 220V1P/380V3P | 30 | 5 | 0 | LBT21084 5V 30A | LBT21084HC | System-LBT21084HC-0~5V-30/5/0.5/0.02A-8CH-380V3P-920104 Chassis Dimension (inch): 25W45D40H Single Phase Power Requirement: Voltage(VAC): 220 Max Power(VA): 1200 Max Current/Phase(A): 5 Circuit Breaker(A): 15 Three Phase Power Requirement: Voltage(VAC): 380 Max Power(VA): 3215 Max Current/Phase(A): 5 Circuit Breaker(A): 20 | Standing System | 1 | 8P10.16PHNX-F | 8P3.81PHNX-F | 374578 | 136858 | 2 | 2 | [6 empty] | YES | NO | NO | 0 | 0 | NO | NO | 4 | [5 empty] | 22400 | 762199
920106 | System-LBT21084HC-0~5V-30/5/0.5/0.02A-16CH-208V3P-V101 | LBT | 16 | 110V1P/208V3P/480V3P | 30 | 5 | 0 | LBT21084 5V 30A | LBT21084HC | System-LBT21084HC-0~5V-30/5/0.5/0.02A-16CH-208V3P-920106 Chassis Dimension (inch): 25W45D40H Three Phase Power Requirement: Voltage(VAC): 208 Max Power(VA): 7629 Max Current/Phase(A): 22 Circuit Breaker(A): 30 | Standing System | 2 | 8P10.16PHNX-F | 8P3.81PHNX-F | 374578 | 136858 | 4 | 4 | [6 empty] | YES | NO | NO | 0 | 0 | NO | NO | 4 | [5 empty] | 29000 | 762088
920108 | System-LBT21084HC-0~5V-30/5/0.5/0.02A-16CH-380V3P-V101 | LBT | 16 | 220V1P/380V3P | 30 | 5 | 0 | LBT21084 5V 30A | LBT21084HC | System-LBT21084HC-0~5V-30/5/0.5/0.02A-16CH-380V3P-920108 Chassis Dimension (inch): 25W45D40H Single Phase Power Requirement: Voltage(VAC): 220 Max Power(VA): 1200 Max Current/Phase(A): 5 Circuit Breaker(A): 15 Three Phase Power Requirement: Voltage(VAC): 380 Max Power(VA): 6429 Max Current/Phase(A): 10 Circuit Breaker(A): 20 | Standing System | 2 | 8P10.16PHNX-F | 8P3.81PHNX-F | 374578 | 136858 | 4 | 4 | [6 empty] | YES | NO | NO | 0 | 0 | NO | NO | 4 | [5 empty] | 28700 | 762479
920110 | System-LBT21084HC-0~5V-30/5/0.5/0.02A-24CH-208V3P-V101 | LBT | 24 | 110V1P/208V3P/480V3P | 30 | 5 | 0 | LBT21084 5V 30A | LBT21084HC | System-LBT21084HC-0~5V-30/5/0.5/0.02A-24CH-208V3P-920110 Chassis Dimension (inch): 25W45D51H Three Phase Power Requirement: Voltage(VAC): 208 Max Power(VA): 10843 Max Current/Phase(A): 31 Circuit Breaker(A): 50 | Standing System | 3 | 8P10.16PHNX-F | 8P3.81PHNX-F | 374578 | 136858 | 6 | 6 | [6 empty] | YES | NO | NO | 0 | 0 | NO | NO | 4 | [5 empty] | 43800 | 762677
920112 | System-LBT21084HC-0~5V-30/5/0.5/0.02A-24CH-380V3P-V101 | LBT | 24 | 220V1P/380V3P | 30 | 5 | 0 | LBT21084 5V 30A | LBT21084HC | System-LBT21084HC-0~5V-30/5/0.5/0.02A-24CH-380V3P-920112 Chassis Dimension (inch): 25W45D51H Single Phase Power Requirement: Voltage(VAC): 220 Max Power(VA): 1200 Max Current/Phase(A): 5 Circuit Breaker(A): 15 Three Phase Power Requirement: Voltage(VAC): 380 Max Power(VA): 9643 Max Current/Phase(A): 15 Circuit Breaker(A): 20 | Standing System | 3 | 8P10.16PHNX-F | 8P3.81PHNX-F | 374578 | 136858 | 6 | 6 | [6 empty] | YES | NO | NO | 0 | 0 | NO | NO | 4 | [5 empty] | 43100 | 762200
920114 | System-LBT21084HC-0~5V-30/5/0.5/0.02A-32CH-208V3P-V101 | LBT | 32 | 110V1P/208V3P/480V3P | 30 | 5 | 0 | LBT21084 5V 30A | LBT21084HC | System-LBT21084HC-0~5V-30/5/0.5/0.02A-32CH-208V3P-920114 Chassis Dimension (inch): 25W45D72H Three Phase Power Requirement: Voltage(VAC): 208 Max Power(VA): 14058 Max Current/Phase(A): 40 Circuit Breaker(A): 50 | Standing System | 4 | 8P10.16PHNX-F | 8P3.81PHNX-F | 374578 | 136858 | 8 | 8 | [6 empty] | YES | NO | NO | 0 | 0 | NO | NO | 4 | [5 empty] | 50800 | 762089
920116 | System-LBT21084HC-0~5V-30/5/0.5/0.02A-32CH-380V3P-V101 | LBT | 32 | 220V1P/380V3P | 30 | 5 | 0 | LBT21084 5V 30A | LBT21084HC | System-LBT21084HC-0~5V-30/5/0.5/0.02A-32CH-380V3P-920116 Chassis Dimension (inch): 25W45D72H Single Phase Power Requirement: Voltage(VAC): 220 Max Power(VA): 1200 Max Current/Phase(A): 5 Circuit Breaker(A): 15 Three Phase Power Requirement: Voltage(VAC): 380 Max Power(VA): 12858 Max Current/Phase(A): 20 Circuit Breaker(A): 30 | Standing System | 4 | 8P10.16PHNX-F | 8P3.81PHNX-F | 374578 | 136858 | 8 | 8 | [6 empty] | YES | NO | NO | 0 | 0 | NO | NO | 4 | [5 empty] | 50100 | 762480
920118 | System-LBT21084HC-0~5V-30/5/0.5/0.02A-40CH-380V3P-V101 | LBT | 40 | 220V1P/380V3P | 30 | 5 | 0 | LBT21084 5V 30A | LBT21084HC | System-LBT21084HC-0~5V-30/5/0.5/0.02A-40CH-380V3P-920118 Chassis Dimension (inch): 25W45D72H Single Phase Power Requirement: Voltage(VAC): 220 Max Power(VA): 1200 Max Current/Phase(A): 5 Circuit Breaker(A): 15 Three Phase Power Requirement: Voltage(VAC): 380 Max Power(VA): 16072 Max Current/Phase(A): 25 Circuit Breaker(A): 30 | Standing System | 5 | 8P10.16PHNX-F | 8P3.81PHNX-F | 374578 | 136858 | 10 | 10 | [6 empty] | YES | NO | NO | 0 | 0 | NO | NO | 4 | [5 empty] | 64900 | 762201
920120 | System-LBT21084HC-0~5V-30/5/0.5/0.02A-48CH-380V3P-V101 | LBT | 48 | 220V1P/380V3P | 30 | 5 | 0 | LBT21084 5V 30A | LBT21084HC | System-LBT21084HC-0~5V-30/5/0.5/0.02A-48CH-380V3P-920120 Chassis Dimension (inch): 25W45D72H Single Phase Power Requirement: Voltage(VAC): 220 Max Power(VA): 1200 Max Current/Phase(A): 5 Circuit Breaker(A): 15 Three Phase Power Requirement: Voltage(VAC): 380 Max Power(VA): 19286 Max Current/Phase(A): 30 Circuit Breaker(A): 50 | Standing System | 6 | 8P10.16PHNX-F | 8P3.81PHNX-F | 374578 | 136858 | 12 | 12 | [6 empty] | YES | NO | NO | 0 | 0 | NO | NO | 4 | [5 empty] | 71100 | 762379
920122 | System-LBT21084HC-0~5V-30/5/0.5/0.02A-56CH-380V3P-V101 | LBT | 56 | 220V1P/380V3P | 30 | 5 | 0 | LBT21084 5V 30A | LBT21084HC | System-LBT21084HC-0~5V-30/5/0.5/0.02A-56CH-380V3P-920122 Chassis Dimension (inch): 38W45D51H Single Phase Power Requirement: Voltage(VAC): 220 Max Power(VA): 2000 Max Current/Phase(A): 9 Circuit Breaker(A): 15 Three Phase Power Requirement: Voltage(VAC): 380 Max Power(VA): 22500 Max Current/Phase(A): 35 Circuit Breaker(A): 50 | Standing System | 7 | 8P10.16PHNX-F | 8P3.81PHNX-F | 374578 | 136858 | 14 | 14 | [6 empty] | YES | NO | NO | 0 | 0 | NO | NO | 4 | [5 empty] | 85600 | 762481
920124 | System-LBT21084HC-0~5V-30/5/0.5/0.02A-64CH-380V3P-V101 | LBT | 64 | 220V1P/380V3P | 30 | 5 | 0 | LBT21084 5V 30A | LBT21084HC | System-LBT21084HC-0~5V-30/5/0.5/0.02A-64CH-380V3P-920124 Chassis Dimension (inch): 38W45D51H Single Phase Power Requirement: Voltage(VAC): 220 Max Power(VA): 2000 Max Current/Phase(A): 9 Circuit Breaker(A): 15 Three Phase Power Requirement: Voltage(VAC): 380 Max Power(VA): 25715 Max Current/Phase(A): 40 Circuit Breaker(A): 50 | Standing System | 8 | 8P10.16PHNX-F | 8P3.81PHNX-F | 374578 | 136858 | 16 | 16 | [6 empty] | YES | NO | NO | 0 | 0 | NO | NO | 4 | [5 empty] | 91800 | 762202
920126 | System-LBT21084HC-0~5V-30/5/0.5/0.02A-72CH-380V3P-V101 | LBT | 72 | 220V1P/380V3P | 30 | 5 | 0 | LBT21084 5V 30A | LBT21084HC | System-LBT21084HC-0~5V-30/5/0.5/0.02A-72CH-380V3P-920126 Chassis Dimension (inch): 38W45D61H Single Phase Power Requirement: Voltage(VAC): 220 Max Power(VA): 2000 Max Current/Phase(A): 9 Circuit Breaker(A): 15 Three Phase Power Requirement: Voltage(VAC): 380 Max Power(VA): 28929 Max Current/Phase(A): 44 Circuit Breaker(A): 50 | Standing System | 9 | 8P10.16PHNX-F | 8P3.81PHNX-F | 374578 | 136858 | 18 | 18 | [6 empty] | YES | NO | NO | 0 | 0 | NO | NO | 4 | [5 empty] | 107000 | 762203
920128 | System-LBT21084HC-0~5V-30/5/0.5/0.02A-80CH-380V3P-V101 | LBT | 80 | 220V1P/380V3P | 30 | 5 | 0 | LBT21084 5V 30A | LBT21084HC | System-LBT21084HC-0~5V-30/5/0.5/0.02A-80CH-380V3P-920128 Chassis Dimension (inch): 38W45D61H Single Phase Power Requirement: Voltage(VAC): 220 Max Power(VA): 2000 Max Current/Phase(A): 9 Circuit Breaker(A): 15 Three Phase Power Requirement: Voltage(VAC): 380 Max Power(VA): 32143 Max Current/Phase(A): 49 Circuit Breaker(A): 63 | Standing System | 10 | 8P10.16PHNX-F | 8P3.81PHNX-F | 374578 | 136858 | 20 | 20 | [6 empty] | YES | NO | NO | 0 | 0 | NO | NO | 4 | [5 empty] | 113337 | 762482
920130 | System-LBT21084HC-0~5V-30/5/0.5/0.02A-88CH-380V3P-V101 | LBT | 88 | 220V1P/380V3P | 30 | 5 | 0 | LBT21084 5V 30A | LBT21084HC | System-LBT21084HC-0~5V-30/5/0.5/0.02A-88CH-380V3P-920130 Chassis Dimension (inch): 38W45D72H Single Phase Power Requirement: Voltage(VAC): 220 Max Power(VA): 2400 Max Current/Phase(A): 11 Circuit Breaker(A): 15 Three Phase Power Requirement: Voltage(VAC): 380 Max Power(VA): 35358 Max Current/Phase(A): 54 Circuit Breaker(A): 63 | Standing System | 11 | 8P10.16PHNX-F | 8P3.81PHNX-F | 374578 | 136858 | 22 | 22 | [6 empty] | YES | NO | NO | 0 | 0 | NO | NO | 4 | [5 empty] | 131000 | 762204
920132 | System-LBT21084HC-0~5V-30/5/0.5/0.02A-96CH-208V3P-V101 | LBT | 96 | 110V1P/208V3P/480V3P | 30 | 5 | 0 | LBT21084 5V 30A | LBT21084HC | System-LBT21084HC-0~5V-30/5/0.5/0.02A-96CH-208V3P-920132 Chassis Dimension (inch): 38W45D72H Three Phase Power Requirement: Voltage(VAC): 208 Max Power(VA): 39772 Max Current/Phase(A): 111 Circuit Breaker(A): 125 | Standing System | 12 | 8P10.16PHNX-F | 8P3.81PHNX-F | 374578 | 136858 | 24 | 24 | [6 empty] | YES | NO | NO | 0 | 0 | NO | NO | 4 | [5 empty] | 139263 | 762380
920134 | System-LBT21084HC-0~5V-30/5/0.5/0.02A-96CH-380V3P-V101 | LBT | 96 | 220V1P/380V3P | 30 | 5 | 0 | LBT21084 5V 30A | LBT21084HC | System-LBT21084HC-0~5V-30/5/0.5/0.02A-96CH-380V3P-920134 Chassis Dimension (inch): 38W45D72H Single Phase Power Requirement: Voltage(VAC): 220 Max Power(VA): 2400 Max Current/Phase(A): 11 Circuit Breaker(A): 15 Three Phase Power Requirement: Voltage(VAC): 380 Max Power(VA): 38572 Max Current/Phase(A): 59 Circuit Breaker(A): 80 | Standing System | 12 | 8P10.16PHNX-F | 8P3.81PHNX-F | 374578 | 136858 | 24 | 24 | [6 empty] | YES | NO | NO | 0 | 0 | NO | NO | 4 | [5 empty] | 137263 | 762483
920136 | System-LBT21084HC-0~10V-10/0.5/0.02/0.001A-8CH-220V1P-V101 | LBT | 8 | 220V1P/380V3P | 10 | 10 | 0 | LBT21084 10V 10A | LBT21084HC | System-LBT21084HC-0~10V-10/0.5/0.02/0.001A-8CH-220V1P-920136 Chassis Dimension (inch): 25W45D40H Single Phase Power Requirement: Voltage(VAC): 220 Max Power(VA): 2450 Max Current/Phase(A): 11 Circuit Breaker(A): 15 | Standing System | 1 | 8P10.16PHNX-F | 8P3.81PHNX-F | 374578 | 136858 | 2 | 2 | [6 empty] | YES | NO | NO | 0 | 0 | NO | NO | 4 | [5 empty] | 16800 | 762205
920138 | System-LBT21084HC-0~10V-10/0.5/0.02/0.001A-16CH-208V3P-V101 | LBT | 16 | 110V1P/208V3P/480V3P | 10 | 10 | 0 | LBT21084 10V 10A | LBT21084HC | System-LBT21084HC-0~10V-10/0.5/0.02/0.001A-16CH-208V3P-920138 Chassis Dimension (inch): 25W45D40H Three Phase Power Requirement: Voltage(VAC): 208 Max Power(VA): 3700 Max Current/Phase(A): 11 Circuit Breaker(A): 20 | Standing System | 2 | 8P10.16PHNX-F | 8P3.81PHNX-F | 374578 | 136858 | 4 | 4 | [6 empty] | YES | NO | NO | 0 | 0 | NO | NO | 4 | [5 empty] | 25200 | 762090
920140 | System-LBT21084HC-0~10V-10/0.5/0.02/0.001A-24CH-208V3P-V101 | LBT | 24 | 110V1P/208V3P/480V3P | 10 | 10 | 0 | LBT21084 10V 10A | LBT21084HC | System-LBT21084HC-0~10V-10/0.5/0.02/0.001A-24CH-208V3P-920140 Chassis Dimension (inch): 25W45D40H Three Phase Power Requirement: Voltage(VAC): 208 Max Power(VA): 6558 Max Current/Phase(A): 19 Circuit Breaker(A): 30 | Standing System | 3 | 8P10.16PHNX-F | 8P3.81PHNX-F | 374578 | 136858 | 6 | 6 | [6 empty] | YES | NO | NO | 0 | 0 | NO | NO | 4 | [5 empty] | 34400 | 762206
920142 | System-LBT21084HC-0~10V-10/0.5/0.02/0.001A-32CH-208V3P-V101 | LBT | 32 | 110V1P/208V3P/480V3P | 10 | 10 | 0 | LBT21084 10V 10A | LBT21084HC | System-LBT21084HC-0~10V-10/0.5/0.02/0.001A-32CH-208V3P-920142 Chassis Dimension (inch): 25W45D51H Three Phase Power Requirement: Voltage(VAC): 208 Max Power(VA): 8343 Max Current/Phase(A): 24 Circuit Breaker(A): 30 | Standing System | 4 | 8P10.16PHNX-F | 8P3.81PHNX-F | 374578 | 136858 | 8 | 8 | [6 empty] | YES | NO | NO | 0 | 0 | NO | NO | 4 | [5 empty] | 40900 | 762091
920144 | System-LBT21084HC-0~10V-10/0.5/0.02/0.001A-32CH-380V3P-V101 | LBT | 32 | 220V1P/380V3P | 10 | 10 | 0 | LBT21084 10V 10A | LBT21084HC | System-LBT21084HC-0~10V-10/0.5/0.02/0.001A-32CH-380V3P-920144 Chassis Dimension (inch): 25W45D51H Single Phase Power Requirement: Voltage(VAC): 220 Max Power(VA): 1200 Max Current/Phase(A): 5 Circuit Breaker(A): 15 Three Phase Power Requirement: Voltage(VAC): 380 Max Power(VA): 7143 Max Current/Phase(A): 11 Circuit Breaker(A): 20 | Standing System | 4 | 8P10.16PHNX-F | 8P3.81PHNX-F | 374578 | 136858 | 8 | 8 | [6 empty] | YES | NO | NO | 0 | 0 | NO | NO | 4 | [5 empty] | 40900 | 762381
920146 | System-LBT21084HC-0~10V-10/0.5/0.02/0.001A-40CH-380V3P-V101 | LBT | 40 | 220V1P/380V3P | 10 | 10 | 0 | LBT21084 10V 10A | LBT21084HC | System-LBT21084HC-0~10V-10/0.5/0.02/0.001A-40CH-380V3P-920146 Chassis Dimension (inch): 25W45D51H Single Phase Power Requirement: Voltage(VAC): 220 Max Power(VA): 1200 Max Current/Phase(A): 5 Circuit Breaker(A): 15 Three Phase Power Requirement: Voltage(VAC): 380 Max Power(VA): 8929 Max Current/Phase(A): 14 Circuit Breaker(A): 20 | Standing System | 5 | 8P10.16PHNX-F | 8P3.81PHNX-F | 374578 | 136858 | 10 | 10 | [6 empty] | YES | NO | NO | 0 | 0 | NO | NO | 4 | [5 empty] | 47000 | 762276
920148 | System-LBT21084HC-0~10V-10/0.5/0.02/0.001A-56CH-380V3P-V101 | LBT | 56 | 220V1P/380V3P | 10 | 10 | 0 | LBT21084 10V 10A | LBT21084HC | System-LBT21084HC-0~10V-10/0.5/0.02/0.001A-56CH-380V3P-920148 Chassis Dimension (inch): 25W45D72H Single Phase Power Requirement: Voltage(VAC): 220 Max Power(VA): 2000 Max Current/Phase(A): 9 Circuit Breaker(A): 15 Three Phase Power Requirement: Voltage(VAC): 380 Max Power(VA): 12500 Max Current/Phase(A): 19 Circuit Breaker(A): 30 | Standing System | 7 | 8P10.16PHNX-F | 8P3.81PHNX-F | 374578 | 136858 | 14 | 14 | [6 empty] | YES | NO | NO | 0 | 0 | NO | NO | 4 | [5 empty] | 68800 | 762382
920150 | System-LBT21084HC-0~10V-10/0.5/0.02/0.001A-64CH-208V3P-V101 | LBT | 64 | 110V1P/208V3P/480V3P | 10 | 10 | 0 | LBT21084 10V 10A | LBT21084HC | System-LBT21084HC-0~10V-10/0.5/0.02/0.001A-64CH-208V3P-920150 Chassis Dimension (inch): 38W45D51H Three Phase Power Requirement: Voltage(VAC): 208 Max Power(VA): 15486 Max Current/Phase(A): 43 Circuit Breaker(A): 50 | Standing System | 8 | 8P10.16PHNX-F | 8P3.81PHNX-F | 374578 | 136858 | 16 | 16 | [6 empty] | YES | NO | NO | 0 | 0 | NO | NO | 4 | [5 empty] | 74900 | 762092
920152 | System-LBT21084HC-0~10V-10/0.5/0.02/0.001A-64CH-380V3P-V101 | LBT | 64 | 220V1P/380V3P | 10 | 10 | 0 | LBT21084 10V 10A | LBT21084HC | System-LBT21084HC-0~10V-10/0.5/0.02/0.001A-64CH-380V3P-920152 Chassis Dimension (inch): 38W45D51H Single Phase Power Requirement: Voltage(VAC): 220 Max Power(VA): 2000 Max Current/Phase(A): 9 Circuit Breaker(A): 15 Three Phase Power Requirement: Voltage(VAC): 380 Max Power(VA): 14286 Max Current/Phase(A): 22 Circuit Breaker(A): 30 | Standing System | 8 | 8P10.16PHNX-F | 8P3.81PHNX-F | 374578 | 136858 | 16 | 16 | [6 empty] | YES | NO | NO | 0 | 0 | NO | NO | 4 | [5 empty] | 74900 | 762484
920154 | System-LBT21084HC-0~10V-10/0.5/0.02/0.001A-72CH-380V3P-V101 | LBT | 72 | 220V1P/380V3P | 10 | 10 | 0 | LBT21084 10V 10A | LBT21084HC | System-LBT21084HC-0~10V-10/0.5/0.02/0.001A-72CH-380V3P-920154 Chassis Dimension (inch): 38W45D51H Single Phase Power Requirement: Voltage(VAC): 220 Max Power(VA): 2000 Max Current/Phase(A): 9 Circuit Breaker(A): 15 Three Phase Power Requirement: Voltage(VAC): 380 Max Power(VA): 16072 Max Current/Phase(A): 25 Circuit Breaker(A): 30 | Standing System | 9 | 8P10.16PHNX-F | 8P3.81PHNX-F | 374578 | 136858 | 18 | 18 | [6 empty] | YES | NO | NO | 0 | 0 | NO | NO | 4 | [5 empty] | 80900 | 762485
920156 | System-LBT21084HC-0~10V-10/0.5/0.02/0.001A-80CH-380V3P-V101 | LBT | 80 | 220V1P/380V3P | 10 | 10 | 0 | LBT21084 10V 10A | LBT21084HC | System-LBT21084HC-0~10V-10/0.5/0.02/0.001A-80CH-380V3P-920156 Chassis Dimension (inch): 38W45D51H Single Phase Power Requirement: Voltage(VAC): 220 Max Power(VA): 2000 Max Current/Phase(A): 9 Circuit Breaker(A): 15 Three Phase Power Requirement: Voltage(VAC): 380 Max Power(VA): 17858 Max Current/Phase(A): 28 Circuit Breaker(A): 50 | Standing System | 10 | 8P10.16PHNX-F | 8P3.81PHNX-F | 374578 | 136858 | 20 | 20 | [6 empty] | YES | NO | NO | 0 | 0 | NO | NO | 4 | [5 empty] | 87000 | 762093
920158 | System-LBT21084HC-0~10V-10/0.5/0.02/0.001A-88CH-380V3P-V101 | LBT | 88 | 220V1P/380V3P | 10 | 10 | 0 | LBT21084 10V 10A | LBT21084HC | System-LBT21084HC-0~10V-10/0.5/0.02/0.001A-88CH-380V3P-920158 Chassis Dimension (inch): 38W45D61H Single Phase Power Requirement: Voltage(VAC): 220 Max Power(VA): 2400 Max Current/Phase(A): 11 Circuit Breaker(A): 15 Three Phase Power Requirement: Voltage(VAC): 380 Max Power(VA): 19643 Max Current/Phase(A): 30 Circuit Breaker(A): 50 | Standing System | 11 | 8P10.16PHNX-F | 8P3.81PHNX-F | 374578 | 136858 | 22 | 22 | [6 empty] | YES | NO | NO | 0 | 0 | NO | NO | 4 | [5 empty] | 105000 | 762277
920160 | System-LBT21084HC-0~10V-10/0.5/0.02/0.001A-96CH-208V3P-V101 | LBT | 96 | 110V1P/208V3P/480V3P | 10 | 10 | 0 | LBT21084 10V 10A | LBT21084HC | System-LBT21084HC-0~10V-10/0.5/0.02/0.001A-96CH-208V3P-920160 Chassis Dimension (inch): 38W45D61H Three Phase Power Requirement: Voltage(VAC): 208 Max Power(VA): 22629 Max Current/Phase(A): 63 Circuit Breaker(A): 80 | Standing System | 12 | 8P10.16PHNX-F | 8P3.81PHNX-F | 374578 | 136858 | 24 | 24 | [6 empty] | YES | NO | NO | 0 | 0 | NO | NO | 4 | [5 empty] | 111000 | 762207
920162 | System-LBT21084HC-0~10V-10/0.5/0.02/0.001A-96CH-380V3P-V101 | LBT | 96 | 220V1P/380V3P | 10 | 10 | 0 | LBT21084 10V 10A | LBT21084HC | System-LBT21084HC-0~10V-10/0.5/0.02/0.001A-96CH-380V3P-920162 Chassis Dimension (inch): 38W45D61H Single Phase Power Requirement: Voltage(VAC): 220 Max Power(VA): 2400 Max Current/Phase(A): 11 Circuit Breaker(A): 15 Three Phase Power Requirement: Voltage(VAC): 380 Max Power(VA): 21429 Max Current/Phase(A): 33 Circuit Breaker(A): 50 | Standing System | 12 | 8P10.16PHNX-F | 8P3.81PHNX-F | 374578 | 136858 | 24 | 24 | [6 empty] | YES | NO | NO | 0 | 0 | NO | NO | 4 | [5 empty] | 111000 | 762486
920164 | System-LBT21084HC-0~10V-10/0.5/0.02/0.001A-104CH-380V3P-V101 | LBT | 104 | 220V1P/380V3P | 10 | 10 | 0 | LBT21084 10V 10A | LBT21084HC | System-LBT21084HC-0~10V-10/0.5/0.02/0.001A-104CH-380V3P-920164 Chassis Dimension (inch): 38W45D61H Single Phase Power Requirement: Voltage(VAC): 220 Max Power(VA): 2400 Max Current/Phase(A): 11 Circuit Breaker(A): 15 Three Phase Power Requirement: Voltage(VAC): 380 Max Power(VA): 23215 Max Current/Phase(A): 36 Circuit Breaker(A): 50 | Standing System | 13 | 8P10.16PHNX-F | 8P3.81PHNX-F | 374578 | 136858 | 26 | 26 | [6 empty] | YES | NO | NO | 0 | 0 | NO | NO | 4 | [5 empty] | 117000 | 762576
920166 | System-LBT21084HC-0~10V-10/0.5/0.02/0.001A-112CH-380V3P-V101 | LBT | 112 | 220V1P/380V3P | 10 | 10 | 0 | LBT21084 10V 10A | LBT21084HC | System-LBT21084HC-0~10V-10/0.5/0.02/0.001A-112CH-380V3P-920166 Chassis Dimension (inch): 38W45D72H Single Phase Power Requirement: Voltage(VAC): 220 Max Power(VA): 2400 Max Current/Phase(A): 11 Circuit Breaker(A): 15 Three Phase Power Requirement: Voltage(VAC): 380 Max Power(VA): 25000 Max Current/Phase(A): 38 Circuit Breaker(A): 50 | Standing System | 14 | 8P10.16PHNX-F | 8P3.81PHNX-F | 374578 | 136858 | 28 | 28 | [6 empty] | YES | NO | NO | 0 | 0 | NO | NO | 4 | [5 empty] | 124000 | 762773
920168 | System-LBT21084HC-0~10V-10/0.5/0.02/0.001A-120CH-380V3P-V101 | LBT | 120 | 220V1P/380V3P | 10 | 10 | 0 | LBT21084 10V 10A | LBT21084HC | System-LBT21084HC-0~10V-10/0.5/0.02/0.001A-120CH-380V3P-920168 Chassis Dimension (inch): 38W45D72H Single Phase Power Requirement: Voltage(VAC): 220 Max Power(VA): 4000 Max Current/Phase(A): 18 Circuit Breaker(A): 20 Three Phase Power Requirement: Voltage(VAC): 380 Max Power(VA): 26786 Max Current/Phase(A): 41 Circuit Breaker(A): 50 | Standing System | 15 | 8P10.16PHNX-F | 8P3.81PHNX-F | 374578 | 136858 | 30 | 30 | [6 empty] | YES | NO | NO | 0 | 0 | NO | NO | 4 | [5 empty] | 131000 | 762208
920170 | System-LBT21084HC-0~20V-10/0.5/0.02/0.001A-8CH-208V3P-V101 | LBT | 8 | 110V1P/208V3P/480V3P | 10 | 20 | 0 | LBT21084 20V 10A | LBT21084HC | System-LBT21084HC-0~20V-10/0.5/0.02/0.001A-8CH-208V3P-920170 Chassis Dimension (inch): 25W45D40H Three Phase Power Requirement: Voltage(VAC): 208 Max Power(VA): 3450 Max Current/Phase(A): 10 Circuit Breaker(A): 20 | Standing System | 1 | 8P10.16PHNX-F | 8P3.81PHNX-F | 374578 | 136858 | 2 | 2 | [6 empty] | YES | NO | NO | 0 | 0 | NO | NO | 4 | [5 empty] | 18200 | 762678
920172 | System-LBT21084HC-0~20V-10/0.5/0.02/0.001A-8CH-220V1P-V101 | LBT | 8 | 220V1P/380V3P | 10 | 20 | 0 | LBT21084 20V 10A | LBT21084HC | System-LBT21084HC-0~20V-10/0.5/0.02/0.001A-8CH-220V1P-920172 Chassis Dimension (inch): 25W45D40H Single Phase Power Requirement: Voltage(VAC): 220 Max Power(VA): 2343 Max Current/Phase(A): 11 Circuit Breaker(A): 16 | Standing System | 1 | 8P10.16PHNX-F | 8P3.81PHNX-F | 374578 | 136858 | 2 | 2 | [6 empty] | YES | NO | NO | 0 | 0 | NO | NO | 4 | [5 empty] | 18200 | 762209
920174 | System-LBT21084HC-0~20V-10/0.5/0.02/0.001A-16CH-220V1P-V101 | LBT | 16 | 220V1P/380V3P | 10 | 20 | 0 | LBT21084 20V 10A | LBT21084HC | System-LBT21084HC-0~20V-10/0.5/0.02/0.001A-16CH-220V1P-920174 Chassis Dimension (inch): 25W45D40H Single Phase Power Requirement: Voltage(VAC): 220 Max Power(VA): 6000 Max Current/Phase(A): 27 Circuit Breaker(A): 30 | Standing System | 2 | 8P10.16PHNX-F | 8P3.81PHNX-F | 374578 | 136858 | 4 | 4 | [6 empty] | YES | NO | NO | 0 | 0 | NO | NO | 4 | [5 empty] | 27800 | 762577
920176 | System-LBT21084HC-0~20V-10/0.5/0.02/0.001A-24CH-380V3P-V101 | LBT | 24 | 220V1P/380V3P | 10 | 20 | 0 | LBT21084 20V 10A | LBT21084HC | System-LBT21084HC-0~20V-10/0.5/0.02/0.001A-24CH-380V3P-920176 Chassis Dimension (inch): 25W45D40H Single Phase Power Requirement: Voltage(VAC): 220 Max Power(VA): 1200 Max Current/Phase(A): 5 Circuit Breaker(A): 15 Three Phase Power Requirement: Voltage(VAC): 380 Max Power(VA): 9643 Max Current/Phase(A): 15 Circuit Breaker(A): 20 | Standing System | 3 | 8P10.16PHNX-F | 8P3.81PHNX-F | 374578 | 136858 | 6 | 6 | [6 empty] | YES | NO | NO | 0 | 0 | NO | NO | 4 | [5 empty] | 35600 | 762278
920178 | System-LBT21084HC-0~20V-10/0.5/0.02/0.001A-32CH-380V3P-V101 | LBT | 32 | 220V1P/380V3P | 10 | 20 | 0 | LBT21084 20V 10A | LBT21084HC | System-LBT21084HC-0~20V-10/0.5/0.02/0.001A-32CH-380V3P-920178 Chassis Dimension (inch): 25W45D72H Single Phase Power Requirement: Voltage(VAC): 220 Max Power(VA): 1200 Max Current/Phase(A): 5 Circuit Breaker(A): 15 Three Phase Power Requirement: Voltage(VAC): 380 Max Power(VA): 12858 Max Current/Phase(A): 20 Circuit Breaker(A): 30 | Standing System | 4 | 8P10.16PHNX-F | 8P3.81PHNX-F | 374578 | 136858 | 8 | 8 | [6 empty] | YES | NO | NO | 0 | 0 | NO | NO | 4 | [5 empty] | 50200 | 762094
920180 | System-LBT21084HC-0~20V-10/0.5/0.02/0.001A-40CH-380V3P-V101 | LBT | 40 | 220V1P/380V3P | 10 | 20 | 0 | LBT21084 20V 10A | LBT21084HC | System-LBT21084HC-0~20V-10/0.5/0.02/0.001A-40CH-380V3P-920180 Chassis Dimension (inch): 25W45D72H Single Phase Power Requirement: Voltage(VAC): 220 Max Power(VA): 1200 Max Current/Phase(A): 5 Circuit Breaker(A): 15 Three Phase Power Requirement: Voltage(VAC): 380 Max Power(VA): 16072 Max Current/Phase(A): 25 Circuit Breaker(A): 30 | Standing System | 5 | 8P10.16PHNX-F | 8P3.81PHNX-F | 374578 | 136858 | 10 | 10 | [6 empty] | YES | NO | NO | 0 | 0 | NO | NO | 4 | [5 empty] | 57000 | 762210
920182 | System-LBT21084HC-0~20V-10/0.5/0.02/0.001A-48CH-380V3P-V101 | LBT | 48 | 220V1P/380V3P | 10 | 20 | 0 | LBT21084 20V 10A | LBT21084HC | System-LBT21084HC-0~20V-10/0.5/0.02/0.001A-48CH-380V3P-920182 Chassis Dimension (inch): 25W45D72H Single Phase Power Requirement: Voltage(VAC): 220 Max Power(VA): 1200 Max Current/Phase(A): 5 Circuit Breaker(A): 15 Three Phase Power Requirement: Voltage(VAC): 380 Max Power(VA): 19286 Max Current/Phase(A): 30 Circuit Breaker(A): 50 | Standing System | 6 | 8P10.16PHNX-F | 8P3.81PHNX-F | 374578 | 136858 | 12 | 12 | [6 empty] | YES | NO | NO | 0 | 0 | NO | NO | 4 | [5 empty] | 64700 | 762279
920184 | System-LBT21084HC-0~20V-10/0.5/0.02/0.001A-56CH-380V3P-V101 | LBT | 56 | 220V1P/380V3P | 10 | 20 | 0 | LBT21084 20V 10A | LBT21084HC | System-LBT21084HC-0~20V-10/0.5/0.02/0.001A-56CH-380V3P-920184 Chassis Dimension (inch): 38W45D51H Single Phase Power Requirement: Voltage(VAC): 220 Max Power(VA): 2000 Max Current/Phase(A): 9 Circuit Breaker(A): 15 Three Phase Power Requirement: Voltage(VAC): 380 Max Power(VA): 22500 Max Current/Phase(A): 35 Circuit Breaker(A): 50 | Standing System | 7 | 8P10.16PHNX-F | 8P3.81PHNX-F | 374578 | 136858 | 14 | 14 | [6 empty] | YES | NO | NO | 0 | 0 | NO | NO | 4 | [5 empty] | 78600 | 762211
920186 | System-LBT21084HC-0~20V-10/0.5/0.02/0.001A-64CH-380V3P-V101 | LBT | 64 | 220V1P/380V3P | 10 | 20 | 0 | LBT21084 20V 10A | LBT21084HC | System-LBT21084HC-0~20V-10/0.5/0.02/0.001A-64CH-380V3P-920186 Chassis Dimension (inch): 38W45D51H Single Phase Power Requirement: Voltage(VAC): 220 Max Power(VA): 2000 Max Current/Phase(A): 9 Circuit Breaker(A): 15 Three Phase Power Requirement: Voltage(VAC): 380 Max Power(VA): 25715 Max Current/Phase(A): 40 Circuit Breaker(A): 50 | Standing System | 8 | 8P10.16PHNX-F | 8P3.81PHNX-F | 374578 | 136858 | 16 | 16 | [6 empty] | YES | NO | NO | 0 | 0 | NO | NO | 4 | [5 empty] | 85400 | 762212
920188 | System-LBT21084HC-0~20V-10/0.5/0.02/0.001A-72CH-380V3P-V101 | LBT | 72 | 220V1P/380V3P | 10 | 20 | 0 | LBT21084 20V 10A | LBT21084HC | System-LBT21084HC-0~20V-10/0.5/0.02/0.001A-72CH-380V3P-920188 Chassis Dimension (inch): 38W45D51H Single Phase Power Requirement: Voltage(VAC): 220 Max Power(VA): 2000 Max Current/Phase(A): 9 Circuit Breaker(A): 15 Three Phase Power Requirement: Voltage(VAC): 380 Max Power(VA): 28929 Max Current/Phase(A): 44 Circuit Breaker(A): 50 | Standing System | 9 | 8P10.16PHNX-F | 8P3.81PHNX-F | 374578 | 136858 | 18 | 18 | [6 empty] | YES | NO | NO | 0 | 0 | NO | NO | 4 | [5 empty] | 92200 | 762095
920190 | System-LBT21084HC-0~20V-10/0.5/0.02/0.001A-80CH-380V3P-V101 | LBT | 80 | 220V1P/380V3P | 10 | 20 | 0 | LBT21084 20V 10A | LBT21084HC | System-LBT21084HC-0~20V-10/0.5/0.02/0.001A-80CH-380V3P-920190 Chassis Dimension (inch): 38W45D61H Single Phase Power Requirement: Voltage(VAC): 220 Max Power(VA): 2000 Max Current/Phase(A): 9 Circuit Breaker(A): 15 Three Phase Power Requirement: Voltage(VAC): 380 Max Power(VA): 32143 Max Current/Phase(A): 49 Circuit Breaker(A): 63 | Standing System | 10 | 8P10.16PHNX-F | 8P3.81PHNX-F | 374578 | 136858 | 20 | 20 | [6 empty] | YES | NO | NO | 0 | 0 | NO | NO | 4 | [5 empty] | 107000 | 762096
920192 | System-LBT21084HC-0~20V-10/0.5/0.02/0.001A-88CH-380V3P-V101 | LBT | 88 | 220V1P/380V3P | 10 | 20 | 0 | LBT21084 20V 10A | LBT21084HC | System-LBT21084HC-0~20V-10/0.5/0.02/0.001A-88CH-380V3P-920192 Chassis Dimension (inch): 38W45D61H Single Phase Power Requirement: Voltage(VAC): 220 Max Power(VA): 2400 Max Current/Phase(A): 11 Circuit Breaker(A): 15 Three Phase Power Requirement: Voltage(VAC): 380 Max Power(VA): 35358 Max Current/Phase(A): 54 Circuit Breaker(A): 63 | Standing System | 11 | 8P10.16PHNX-F | 8P3.81PHNX-F | 374578 | 136858 | 22 | 22 | [6 empty] | YES | NO | NO | 0 | 0 | NO | NO | 4 | [5 empty] | 116337 | 762487
920194 | System-LBT21084HC-0~20V-10/0.5/0.02/0.001A-96CH-380V3P-V101 | LBT | 96 | 220V1P/380V3P | 10 | 20 | 0 | LBT21084 20V 10A | LBT21084HC | System-LBT21084HC-0~20V-10/0.5/0.02/0.001A-96CH-380V3P-920194 Chassis Dimension (inch): 38W45D72H Single Phase Power Requirement: Voltage(VAC): 220 Max Power(VA): 2400 Max Current/Phase(A): 11 Circuit Breaker(A): 15 Three Phase Power Requirement: Voltage(VAC): 380 Max Power(VA): 38572 Max Current/Phase(A): 59 Circuit Breaker(A): 80 | Standing System | 12 | 8P10.16PHNX-F | 8P3.81PHNX-F | 374578 | 136858 | 24 | 24 | [6 empty] | YES | NO | NO | 0 | 0 | NO | NO | 4 | [5 empty] | 124330 | 762383
920196 | System-LBT21084HC-0~20V-10/0.5/0.02/0.001A-104CH-380V3P-V101 | LBT | 104 | 220V1P/380V3P | 10 | 20 | 0 | LBT21084 20V 10A | LBT21084HC | System-LBT21084HC-0~20V-10/0.5/0.02/0.001A-104CH-380V3P-920196 Chassis Dimension (inch): 38W45D72H Single Phase Power Requirement: Voltage(VAC): 220 Max Power(VA): 2400 Max Current/Phase(A): 11 Circuit Breaker(A): 15 Three Phase Power Requirement: Voltage(VAC): 380 Max Power(VA): 41786 Max Current/Phase(A): 64 Circuit Breaker(A): 80 | Standing System | 13 | 8P10.16PHNX-F | 8P3.81PHNX-F | 374578 | 136858 | 26 | 26 | [6 empty] | YES | NO | NO | 0 | 0 | NO | NO | 4 | [5 empty] | 138000 | 762488
920198 | System-LBT21084HC-0~20V-10/0.5/0.02/0.001A-112CH-380V3P-V101 | LBT | 112 | 220V1P/380V3P | 10 | 20 | 0 | LBT21084 20V 10A | LBT21084HC | System-LBT21084HC-0~20V-10/0.5/0.02/0.001A-112CH-380V3P-920198 Chassis Dimension (inch): 38W45D72H Single Phase Power Requirement: Voltage(VAC): 220 Max Power(VA): 4000 Max Current/Phase(A): 18 Circuit Breaker(A): 20 Three Phase Power Requirement: Voltage(VAC): 380 Max Power(VA): 45000 Max Current/Phase(A): 69 Circuit Breaker(A): 80 | Standing System | 14 | 8P10.16PHNX-F | 8P3.81PHNX-F | 374578 | 136858 | 28 | 28 | [6 empty] | YES | NO | NO | 0 | 0 | NO | NO | 4 | [5 empty] | 146000 | 762489
920200 | System-LBT21084HC-0~5V-20/5/0/0A-8CH-380V3P-V101 | LBT | 8 | 220V1P/380V3P | 20 | 5 | 0 | LBT21084 5V 20A | LBT21084HC | System-LBT21084HC-0~5V-20/5/0/0A-8CH-380V3P-920200 Chassis Dimension (inch): 25W45D40H Single Phase Power Requirement: Voltage(VAC): 220 Max Power(VA): 1200 Max Current/Phase(A): 5 Circuit Breaker(A): 15 Three Phase Power Requirement: Voltage(VAC): 380 Max Power(VA): 2143 Max Current/Phase(A): 4 Circuit Breaker(A): 20 | Standing System | 1 | 8P10.16PHNX-F | 8P3.81PHNX-F | 374578 | 136858 | 2 | 2 | [6 empty] | YES | NO | NO | 0 | 0 | NO | NO | 4 | [5 empty] | 22000 | 762097
920202 | System-LBT21084HC-0~5V-20/5/0/0A-16CH-380V3P-V101 | LBT | 16 | 220V1P/380V3P | 20 | 5 | 0 | LBT21084 5V 20A | LBT21084HC | System-LBT21084HC-0~5V-20/5/0/0A-16CH-380V3P-920202 Chassis Dimension (inch): 25W45D40H Single Phase Power Requirement: Voltage(VAC): 220 Max Power(VA): 1200 Max Current/Phase(A): 5 Circuit Breaker(A): 15 Three Phase Power Requirement: Voltage(VAC): 380 Max Power(VA): 4286 Max Current/Phase(A): 7 Circuit Breaker(A): 20 | Standing System | 2 | 8P10.16PHNX-F | 8P3.81PHNX-F | 374578 | 136858 | 4 | 4 | [6 empty] | YES | NO | NO | 0 | 0 | NO | NO | 4 | [5 empty] | 27900 | 762578
920204 | System-LBT21084HC-0~5V-20/5/0/0A-24CH-208V3P-V101 | LBT | 24 | 110V1P/208V3P/480V3P | 20 | 5 | 0 | LBT21084 5V 20A | LBT21084HC | System-LBT21084HC-0~5V-20/5/0/0A-24CH-208V3P-920204 Chassis Dimension (inch): 25W45D40H Three Phase Power Requirement: Voltage(VAC): 208 Max Power(VA): 7629 Max Current/Phase(A): 22 Circuit Breaker(A): 30 | Standing System | 3 | 8P10.16PHNX-F | 8P3.81PHNX-F | 374578 | 136858 | 6 | 6 | [6 empty] | YES | NO | NO | 0 | 0 | NO | NO | 4 | [5 empty] | 34100 | 762213
920206 | System-LBT21084HC-0~5V-20/5/0/0A-24CH-380V3P-V101 | LBT | 24 | 220V1P/380V3P | 20 | 5 | 0 | LBT21084 5V 20A | LBT21084HC | System-LBT21084HC-0~5V-20/5/0/0A-24CH-380V3P-920206 Chassis Dimension (inch): 25W45D40H Single Phase Power Requirement: Voltage(VAC): 220 Max Power(VA): 1200 Max Current/Phase(A): 5 Circuit Breaker(A): 15 Three Phase Power Requirement: Voltage(VAC): 380 Max Power(VA): 6429 Max Current/Phase(A): 10 Circuit Breaker(A): 20 | Standing System | 3 | 8P10.16PHNX-F | 8P3.81PHNX-F | 374578 | 136858 | 6 | 6 | [6 empty] | YES | NO | NO | 0 | 0 | NO | NO | 4 | [5 empty] | 33800 | 762384
920208 | System-LBT21084HC-0~5V-20/5/0/0A-32CH-380V3P-V101 | LBT | 32 | 220V1P/380V3P | 20 | 5 | 0 | LBT21084 5V 20A | LBT21084HC | System-LBT21084HC-0~5V-20/5/0/0A-32CH-380V3P-920208 Chassis Dimension (inch): 25W45D51H Single Phase Power Requirement: Voltage(VAC): 220 Max Power(VA): 1200 Max Current/Phase(A): 5 Circuit Breaker(A): 15 Three Phase Power Requirement: Voltage(VAC): 380 Max Power(VA): 8572 Max Current/Phase(A): 14 Circuit Breaker(A): 20 | Standing System | 4 | 8P10.16PHNX-F | 8P3.81PHNX-F | 374578 | 136858 | 8 | 8 | [6 empty] | YES | NO | NO | 0 | 0 | NO | NO | 4 | [5 empty] | 40100 | 762098
920210 | System-LBT21084HC-0~5V-20/5/0/0A-48CH-380V3P-V101 | LBT | 48 | 220V1P/380V3P | 20 | 5 | 0 | LBT21084 5V 20A | LBT21084HC | System-LBT21084HC-0~5V-20/5/0/0A-48CH-380V3P-920210 Chassis Dimension (inch): 25W45D72H Single Phase Power Requirement: Voltage(VAC): 220 Max Power(VA): 1200 Max Current/Phase(A): 5 Circuit Breaker(A): 15 Three Phase Power Requirement: Voltage(VAC): 380 Max Power(VA): 12858 Max Current/Phase(A): 20 Circuit Breaker(A): 30 | Standing System | 6 | 8P10.16PHNX-F | 8P3.81PHNX-F | 374578 | 136858 | 12 | 12 | [6 empty] | YES | NO | NO | 0 | 0 | NO | NO | 4 | [5 empty] | 61100 | 762214
920212 | System-LBT21084HC-0~5V-60/5/0.5/0.02A-8CH-208V3P-V101 | LBT | 8 | 110V1P/208V3P/480V3P | 60 | 5 | 0 | LBT21084 5V 60A | LBT21084HC | System-LBT21084HC-0~5V-60/5/0.5/0.02A-8CH-208V3P-920212 Chassis Dimension (inch): 25W45D40H Three Phase Power Requirement: Voltage(VAC): 208 Max Power(VA): 7629 Max Current/Phase(A): 22 Circuit Breaker(A): 30 | Standing System | 1 | 8P10.16PHNX-F | 8P3.81PHNX-F | 374578 | 136858 | 2 | 2 | [6 empty] | YES | NO | NO | 0 | 0 | NO | NO | 4 | [5 empty] | 23800 | 762099
920214 | System-LBT21084HC-0~5V-60/5/0.5/0.02A-8CH-380V3P-V101 | LBT | 8 | 220V1P/380V3P | 60 | 5 | 0 | LBT21084 5V 60A | LBT21084HC | System-LBT21084HC-0~5V-60/5/0.5/0.02A-8CH-380V3P-920214 Chassis Dimension (inch): 25W45D40H Single Phase Power Requirement: Voltage(VAC): 220 Max Power(VA): 1200 Max Current/Phase(A): 5 Circuit Breaker(A): 15 Three Phase Power Requirement: Voltage(VAC): 380 Max Power(VA): 6429 Max Current/Phase(A): 10 Circuit Breaker(A): 20 | Standing System | 1 | 8P10.16PHNX-F | 8P3.81PHNX-F | 374578 | 136858 | 2 | 2 | [6 empty] | YES | NO | NO | 0 | 0 | NO | NO | 4 | [5 empty] | 23400 | 762215
920216 | System-LBT21084HC-0~5V-60/5/0.5/0.02A-16CH-380V3P-V101 | LBT | 16 | 220V1P/380V3P | 60 | 5 | 0 | LBT21084 5V 60A | LBT21084HC | System-LBT21084HC-0~5V-60/5/0.5/0.02A-16CH-380V3P-920216 Chassis Dimension (inch): 25W45D51H Single Phase Power Requirement: Voltage(VAC): 220 Max Power(VA): 1200 Max Current/Phase(A): 5 Circuit Breaker(A): 15 Three Phase Power Requirement: Voltage(VAC): 380 Max Power(VA): 12858 Max Current/Phase(A): 20 Circuit Breaker(A): 30 | Standing System | 2 | 8P10.16PHNX-F | 8P3.81PHNX-F | 374578 | 136858 | 4 | 4 | [6 empty] | YES | NO | NO | 0 | 0 | NO | NO | 4 | [5 empty] | 38800 | 762280
920218 | System-LBT21084HC-0~5V-60/5/0.5/0.02A-24CH-380V3P-V101 | LBT | 24 | 220V1P/380V3P | 60 | 5 | 0 | LBT21084 5V 60A | LBT21084HC | System-LBT21084HC-0~5V-60/5/0.5/0.02A-24CH-380V3P-920218 Chassis Dimension (inch): 25W45D72H Single Phase Power Requirement: Voltage(VAC): 220 Max Power(VA): 1200 Max Current/Phase(A): 5 Circuit Breaker(A): 15 Three Phase Power Requirement: Voltage(VAC): 380 Max Power(VA): 19286 Max Current/Phase(A): 30 Circuit Breaker(A): 50 | Standing System | 3 | 8P10.16PHNX-F | 8P3.81PHNX-F | 374578 | 136858 | 6 | 6 | [6 empty] | YES | NO | NO | 0 | 0 | NO | NO | 4 | [5 empty] | 54500 | 762490
920220 | System-LBT21084HC-0~5V-60/5/0.5/0.02A-32CH-208V3P-V101 | LBT | 32 | 110V1P/208V3P/480V3P | 60 | 5 | 0 | LBT21084 5V 60A | LBT21084HC | System-LBT21084HC-0~5V-60/5/0.5/0.02A-32CH-208V3P-920220 Chassis Dimension (inch): 25W45D72H Three Phase Power Requirement: Voltage(VAC): 208 Max Power(VA): 26915 Max Current/Phase(A): 75 Circuit Breaker(A): 100 | Standing System | 4 | 8P10.16PHNX-F | 8P3.81PHNX-F | 374578 | 136858 | 8 | 8 | [6 empty] | YES | NO | NO | 0 | 0 | NO | NO | 4 | [5 empty] | 71600 | 762491
920222 | System-LBT21084HC-0~5V-60/5/0.5/0.02A-32CH-380V3P-V101 | LBT | 32 | 220V1P/380V3P | 60 | 5 | 0 | LBT21084 5V 60A | LBT21084HC | System-LBT21084HC-0~5V-60/5/0.5/0.02A-32CH-380V3P-920222 Chassis Dimension (inch): 25W45D72H Single Phase Power Requirement: Voltage(VAC): 220 Max Power(VA): 1200 Max Current/Phase(A): 5 Circuit Breaker(A): 15 Three Phase Power Requirement: Voltage(VAC): 380 Max Power(VA): 25715 Max Current/Phase(A): 40 Circuit Breaker(A): 50 | Standing System | 4 | 8P10.16PHNX-F | 8P3.81PHNX-F | 374578 | 136858 | 8 | 8 | [6 empty] | YES | NO | NO | 0 | 0 | NO | NO | 4 | [5 empty] | 70200 | 762385
920224 | System-LBT21084HC-0~5V-60/5/0.5/0.02A-40CH-208V3P-V101 | LBT | 40 | 110V1P/208V3P/480V3P | 60 | 5 | 0 | LBT21084 5V 60A | LBT21084HC | System-LBT21084HC-0~5V-60/5/0.5/0.02A-40CH-208V3P-920224 Chassis Dimension (inch): 38W45D51H Three Phase Power Requirement: Voltage(VAC): 208 Max Power(VA): 33343 Max Current/Phase(A): 93 Circuit Breaker(A): 125 | Standing System | 5 | 8P10.16PHNX-F | 8P3.81PHNX-F | 374578 | 136858 | 10 | 10 | [6 empty] | YES | NO | NO | 0 | 0 | NO | NO | 4 | [5 empty] | 86900 | 762492
920226 | System-LBT21084HC-0~5V-60/5/0.5/0.02A-40CH-380V3P-V101 | LBT | 40 | 220V1P/380V3P | 60 | 5 | 0 | LBT21084 5V 60A | LBT21084HC | System-LBT21084HC-0~5V-60/5/0.5/0.02A-40CH-380V3P-920226 Chassis Dimension (inch): 38W45D51H Single Phase Power Requirement: Voltage(VAC): 220 Max Power(VA): 1200 Max Current/Phase(A): 5 Circuit Breaker(A): 15 Three Phase Power Requirement: Voltage(VAC): 380 Max Power(VA): 32143 Max Current/Phase(A): 49 Circuit Breaker(A): 63 | Standing System | 5 | 8P10.16PHNX-F | 8P3.81PHNX-F | 374578 | 136858 | 10 | 10 | [6 empty] | YES | NO | NO | 0 | 0 | NO | NO | 4 | [5 empty] | 85200 | 762679
920228 | System-LBT21084HC-0~5V-60/5/0.5/0.02A-48CH-380V3P-V101 | LBT | 48 | 220V1P/380V3P | 60 | 5 | 0 | LBT21084 5V 60A | LBT21084HC | System-LBT21084HC-0~5V-60/5/0.5/0.02A-48CH-380V3P-920228 Chassis Dimension (inch): 38W45D61H Single Phase Power Requirement: Voltage(VAC): 220 Max Power(VA): 2000 Max Current/Phase(A): 9 Circuit Breaker(A): 15 Three Phase Power Requirement: Voltage(VAC): 380 Max Power(VA): 38572 Max Current/Phase(A): 59 Circuit Breaker(A): 80 | Standing System | 6 | 8P10.16PHNX-F | 8P3.81PHNX-F | 374578 | 136858 | 12 | 12 | [6 empty] | YES | NO | NO | 0 | 0 | NO | NO | 4 | [5 empty] | 102000 | 762216
920230 | System-LBT21084HC-0~5V-60/5/0.5/0.02A-56CH-380V3P-V101 | LBT | 56 | 220V1P/380V3P | 60 | 5 | 0 | LBT21084 5V 60A | LBT21084HC | System-LBT21084HC-0~5V-60/5/0.5/0.02A-56CH-380V3P-920230 Chassis Dimension (inch): 38W45D61H Single Phase Power Requirement: Voltage(VAC): 220 Max Power(VA): 2000 Max Current/Phase(A): 9 Circuit Breaker(A): 15 Three Phase Power Requirement: Voltage(VAC): 380 Max Power(VA): 45000 Max Current/Phase(A): 69 Circuit Breaker(A): 80 | Standing System | 7 | 8P10.16PHNX-F | 8P3.81PHNX-F | 374578 | 136858 | 14 | 14 | [6 empty] | YES | NO | NO | 0 | 0 | NO | NO | 4 | [5 empty] | 117000 | 762100
920232 | System-LBT21084HC-0~5V-60/5/0.5/0.02A-64CH-208V3P-V101 | LBT | 64 | 110V1P/208V3P/480V3P | 60 | 5 | 0 | LBT21084 5V 60A | LBT21084HC | System-LBT21084HC-0~5V-60/5/0.5/0.02A-64CH-208V3P-920232 Chassis Dimension (inch): 38W45D72H Three Phase Power Requirement: Voltage(VAC): 208 Max Power(VA): 52629 Max Current/Phase(A): 147 Circuit Breaker(A): 200 | Standing System | 8 | 8P10.16PHNX-F | 8P3.81PHNX-F | 374578 | 136858 | 16 | 16 | [6 empty] | YES | NO | NO | 0 | 0 | NO | NO | 4 | [5 empty] | 136000 | 762579
920234 | System-LBT21084HC-0~5V-60/5/0.5/0.02A-64CH-480V3P-V101 | LBT | 64 | 110V1P/208V3P/480V3P | 60 | 5 | 0 | LBT21084 5V 60A | LBT21084HC | System-LBT21084HC-0~5V-60/5/0.5/0.02A-64CH-480V3P-920234 Chassis Dimension (inch): 38W45D72H Single Phase Power Requirement: Voltage(VAC): 220 Max Power(VA): 2000 Max Current/Phase(A): 9 Circuit Breaker(A): 15 Three Phase Power Requirement: Voltage(VAC): 480 Max Power(VA): 51429 Max Current/Phase(A): 62 Circuit Breaker(A): 80 | Standing System | 8 | 8P10.16PHNX-F | 8P3.81PHNX-F | 374578 | 136858 | 16 | 16 | [6 empty] | YES | NO | NO | 0 | 0 | NO | NO | 4 | [5 empty] | 136000 | 762217
920236 | System-LBT21084HC-0~5V-60/5/0.5/0.02A-64CH-380V3P-V101 | LBT | 64 | 220V1P/380V3P | 60 | 5 | 0 | LBT21084 5V 60A | LBT21084HC | System-LBT21084HC-0~5V-60/5/0.5/0.02A-64CH-380V3P-920236 Chassis Dimension (inch): 38W45D72H Single Phase Power Requirement: Voltage(VAC): 220 Max Power(VA): 2000 Max Current/Phase(A): 9 Circuit Breaker(A): 15 Three Phase Power Requirement: Voltage(VAC): 380 Max Power(VA): 51429 Max Current/Phase(A): 79 Circuit Breaker(A): 100 | Standing System | 8 | 8P10.16PHNX-F | 8P3.81PHNX-F | 374578 | 136858 | 16 | 16 | [6 empty] | YES | NO | NO | 0 | 0 | NO | NO | 4 | [5 empty] | 133000 | 762218
920238 | System-LBT21084UC-0~5V-10/0.5/0.02/0.001A-16CH-110V1P-V101 | LBT | 16 | 110V1P/208V3P/480V3P | 10 | 5 | 0 | LBT21084 5V 10A | LBT21084UC | LBT21084UC-0~5V-10/0.5/0.02/0.001A-16CH-110V1P IV Module PN:464998 Chassis Dimension(inch): 25W45D40H Single Phase Power Requirement: Voltage(VAC): 110 Max Power(VA): 1614 Max Current/Phase(A): 15 Circuit Breaker(A): 20 | Standing System | 2 | 4P5.08PHNX-F |  | 306170 |  | 16 | [7 empty] | YES | NO | NO | 0 | 0 | NO | NO | 4 | [5 empty] | 20000 | 762680
920240 | System-LBT21084UC-0~5V-10/0.5/0.02/0.001A-16CH-220V1P-V101 | LBT | 16 | 220V1P/380V3P | 10 | 5 | 0 | LBT21084 5V 10A | LBT21084UC | LBT21084UC-0~5V-10/0.5/0.02/0.001A-16CH-220V1P IV Module PN: 441968 Chassis Dimension(inch): 25W45D40H Single Phase Power Requirement: Voltage(VAC): 220 Max Power(VA): 2700 Max Current/Phase(A): 12 Circuit Breaker(A): 15 | Standing System | 2 | 4P5.08PHNX-F |  | 306170 |  | 16 | [7 empty] | YES | NO | NO | 0 | 0 | NO | NO | 4 | [5 empty] | 20000 | 762219
920242 | System-LBT21084UC-0~5V-10/0.5/0.02/0.001A-24CH-208V3P-V101 | LBT | 24 | 110V1P/208V3P/480V3P | 10 | 5 | 0 | LBT21084 5V 10A | LBT21084UC | LBT21084UC-0~5V-10/0.5/0.02/0.001A-24CH-208V3P IV Module PN: 441968 Chassis Dimension(inch): 25W45D40H Three Phase Power Requirement: Voltage(VAC): 208 Max Power(VA): 3450 Max Current/Phase(A): 22 Circuit Breaker(A): 30 | Standing System | 3 | 4P5.08PHNX-F |  | 306170 |  | 24 | [7 empty] | YES | NO | NO | 0 | 0 | NO | NO | 4 | [5 empty] | 25900 | 762101
920244 | System-LBT21084UC-0~5V-10/0.5/0.02/0.001A-24CH-220V1P-V101 | LBT | 24 | 220V1P/380V3P | 10 | 5 | 0 | LBT21084 5V 10A | LBT21084UC | LBT21084UC-0~5V-10/0.5/0.02/0.001A-24CH-220V1P IV Module PN: 441968 Chassis Dimension(inch): 25W45D40H Single Phase Power Requirement: Voltage(VAC): 220 Max Power(VA): 3450 Max Current/Phase(A): 16 Circuit Breaker(A): 20 | Standing System | 3 | 4P5.08PHNX-F |  | 306170 |  | 24 | [7 empty] | YES | NO | NO | 0 | 0 | NO | NO | 4 | [5 empty] | 25900 | 762493
920246 | System-LBT21084UC-0~5V-10/0.5/0.02/0.001A-32CH-208V3P-V101 | LBT | 32 | 110V1P/208V3P/480V3P | 10 | 5 | 0 | LBT21084 5V 10A | LBT21084UC | LBT21084UC-0~5V-10/0.5/0.02/0.001A-32CH-208V3P IV Module PN: 441968 Chassis Dimension(inch): 25W45D40H Three Phase Power Requirement: Voltage(VAC): 208 Max Power(VA): 4200 Max Current/Phase(A): 22 Circuit Breaker(A): 30 | Standing System | 4 | 4P5.08PHNX-F |  | 306170 |  | 32 | [7 empty] | YES | NO | NO | 0 | 0 | NO | NO | 4 | [5 empty] | 31700 | 762774
920248 | System-LBT21084UC-0~5V-10/0.5/0.02/0.001A-32CH-220V1P-V101 | LBT | 32 | 220V1P/380V3P | 10 | 5 | 0 | LBT21084 5V 10A | LBT21084UC | LBT21084UC-0~5V-10/0.5/0.02/0.001A-32CH-220V1P IV Module PN: 463522 Chassis Dimension(inch): W20D34H36 Single Phase Power Requirement: Voltage(VAC): 220 Max Power(VA): 3228 Max Current/Phase(A): 15 Circuit Breaker(A): 20 | Standing System | 4 | 4P5.08PHNX-F |  | 306170 |  | 32 | [7 empty] | YES | NO | NO | 0 | 0 | NO | NO | 4 | [5 empty] | 31700 | 762220
920250 | System-LBT21084UC-0~5V-10/0.5/0.02/0.001A-40CH-220V1P-V101 | LBT | 40 | 220V1P/380V3P | 10 | 5 | 0 | LBT21084 5V 10A | LBT21084UC | LBT21084UC-0~5V-10/0.5/0.02/0.001A-40CH-220V1P IV Module PN: 441968 Chassis Dimension(inch): 25W45D40H Single Phase Power Requirement: Voltage(VAC): 220 Max Power(VA): 4950 Max Current/Phase(A): 22 Circuit Breaker(A): 30 | Standing System | 5 | 4P5.08PHNX-F |  | 306170 |  | 40 | [7 empty] | YES | NO | NO | 0 | 0 | NO | NO | 4 | [5 empty] | 37600 | 762386
920252 | System-LBT21084UC-0~5V-10/0.5/0.02/0.001A-48CH-208V3P-V101 | LBT | 48 | 110V1P/208V3P/480V3P | 10 | 5 | 0 | LBT21084 5V 10A | LBT21084UC | LBT21084UC-0~5V-10/0.5/0.02/0.001A-48CH-208V3P IV Module PN: 464998 Chassis Dimension(inch): 25W45D40H Three Phase Power Requirement: Voltage(VAC): 208 Max Power(VA): 4842 Max Current/Phase(A): 15 Circuit Breaker(A): 20 | Standing System | 6 | 4P5.08PHNX-F |  | 306170 |  | 48 | [7 empty] | YES | NO | NO | 0 | 0 | NO | NO | 4 | [5 empty] | 43400 | 762387
920254 | System-LBT21084UC-0~5V-10/0.5/0.02/0.001A-48CH-220V1P-V101 | LBT | 48 | 220V1P/380V3P | 10 | 5 | 0 | LBT21084 5V 10A | LBT21084UC | LBT21084UC-0~5V-10/0.5/0.02/0.001A-48CH-220V1P IV Module PN: 441968 Chassis Dimension(inch): 25W45D40H Single Phase Power Requirement: Voltage(VAC): 220 Max Power(VA): 4500 Max Current/Phase(A): 20.5 Circuit Breaker(A): 32 | Standing System | 6 | 4P5.08PHNX-F |  | 306170 |  | 48 | [7 empty] | YES | NO | NO | 0 | 0 | NO | NO | 4 | [5 empty] | 43400 | 762102
920256 | System-LBT21084UC-0~5V-10/0.5/0.02/0.001A-56CH-380V3P(N)-V101 | LBT | 56 | 220V1P/380V3P | 10 | 5 | 0 | LBT21084 5V 10A | LBT21084UC | LBT21084UC-0~5V-10/0.5/0.02/0.001A-56CH-380V3P(N) IV Module PN: 441968 Chassis Dimension(inch): 25W45D51H Three Phase Power Requirement: Voltage(VAC): 380 Max Power(VA): 6450 Max Current/Phase(A): 16 Circuit Breaker(A): 20 *Neutral Line Required | Standing System | 7 | 4P5.08PHNX-F |  | 306170 |  | 56 | [7 empty] | YES | NO | NO | 0 | 0 | NO | NO | 4 | [5 empty] | 50400 | 762221
920258 | System-LBT21084UC-0~5V-10/0.5/0.02/0.001A-64CH-380V3P(N)-V101 | LBT | 64 | 220V1P/380V3P | 10 | 5 | 0 | LBT21084 5V 10A | LBT21084UC | LBT21084UC-0~5V-10/0.5/0.02/0.001A-64CH-380V3P(N) IV Module PN: 441968 Chassis Dimension(inch): 25W45D51H Three Phase Power Requirement: Voltage(VAC): 380 Max Power(VA): 7200 Max Current/Phase(A): 16 Circuit Breaker(A): 20 *Neutral Line Required | Standing System | 8 | 4P5.08PHNX-F |  | 306170 |  | 64 | [7 empty] | YES | NO | NO | 0 | 0 | NO | NO | 4 | [5 empty] | 56200 | 762103
920260 | System-LBT21084UC-0~5V-10/0.5/0.02/0.001A-72CH-380V3P(N)-V101 | LBT | 72 | 220V1P/380V3P | 10 | 5 | 0 | LBT21084 5V 10A | LBT21084UC | System-LBT21084UC-0~5V-10/0.5/0.02/0.001A-72CH-380V3P(N)-V101 Chassis Dimension (inch): 25W45D51H Three Phase Power Requirement: Voltage(VAC): 380 Max Power(VA): 7950 Max Current/Phase(A): 16 Circuit Breaker(A): 20 *Neutral Line Required | Standing System | 9 | 4P5.08PHNX-F |  | 306170 |  | 72 | [7 empty] | YES | NO | NO | 0 | 0 | NO | NO | 4 | [5 empty] | 62100 | 762104
920262 | System-LBT21084UC-0~5V-10/0.5/0.02/0.001A-80CH-380V3P(N)-V101 | LBT | 80 | 220V1P/380V3P | 10 | 5 | 0 | LBT21084 5V 10A | LBT21084UC | System-LBT21084UC-0~5V-10/0.5/0.02/0.001A-80CH-380V3P(N)-V101 Chassis Dimension (inch): 25W45D72H Three Phase Power Requirement: Voltage(VAC): 380 Max Power(VA): 8700 Max Current/Phase(A): 20 Circuit Breaker(A): 30 *Neutral Line Required | Standing System | 10 | 4P5.08PHNX-F |  | 306170 |  | 80 | [7 empty] | YES | NO | NO | 0 | 0 | NO | NO | 4 | [5 empty] | 69600 | 762494
920264 | System-LBT21084UC-0~5V-10/0.5/0.02/0.001A-96CH-208V3P-V101 | LBT | 96 | 110V1P/208V3P/480V3P | 10 | 5 | 0 | LBT21084 5V 10A | LBT21084UC | LBT21084UC-0~5V-10/0.5/0.02/0.001A-96CH-208V3P IV Module PN: 463522 Chassis Dimension(inch): W25D45H72 Three Phase Power Requirement: Voltage(VAC): 208 Max Power(VA): 9682 Max Current/Phase(A): 29 Circuit Breaker(A): 32 | Standing System | 12 | 4P5.08PHNX-F |  | 306170 |  | 96 | [7 empty] | YES | NO | NO | 0 | 0 | NO | NO | 4 | [5 empty] | 81400 | 762495
920266 | System-LBT21084UC-(-5)~5V-1/0.05/0.002/0.0001A-24CH-110V1P-V101 | LBT | 24 | 110V1P/208V3P/480V3P | 1 | 5 | -5 | LBT21084 +/-5V 1A | LBT21084UC | LBT21084UC-(-5)~5V-1/0.05/0.002/0.0001A-24CH-110V1P IV Module PN: 441972 Chassis Dimension(inch): 25W45D40H Single Phase Power Requirement: Voltage(VAC): 110 Max Power(VA): 1425 Max Current/Phase(A): 13 Circuit Breaker(A): 15 | Standing System | 3 | 4P5.08PHNX-F |  | 306170 |  | 24 | [7 empty] | YES | NO | NO | 0 | 0 | NO | NO | 4 | [5 empty] | 23100 | 762222
920268 | System-LBT21084UC-(-5)~5V-1/0.05/0.002/0.0001A-24CH-220V1P-V101 | LBT | 24 | 220V1P/380V3P | 1 | 5 | -5 | LBT21084 +/-5V 1A | LBT21084UC | LBT21084UC-(-5)~5V-1/0.05/0.002/0.0001A-24CH-220V1P IV Module PN: 441972 Chassis Dimension(inch): 25W45D40H Single Phase Power Requirement: Voltage(VAC): 220 Max Power(VA): 1425 Max Current/Phase(A): 6 Circuit Breaker(A): 15 | Standing System | 3 | 4P5.08PHNX-F |  | 306170 |  | 24 | [7 empty] | YES | NO | NO | 0 | 0 | NO | NO | 4 | [5 empty] | 23100 | 762105
920270 | System-LBT21084UC-(-5)~5V-1/0.05/0.002/0.0001A-32CH-110V1P-V101 | LBT | 32 | 110V1P/208V3P/480V3P | 1 | 5 | -5 | LBT21084 +/-5V 1A | LBT21084UC | LBT21084UC-(-5)~5V-1/0.05/0.002/0.0001A-32CH-110V1P IV Module PN: 441972 Chassis Dimension(inch): 25W45D40H Single Phase Power Requirement: Voltage(VAC): 110 Max Power(VA): 1500 Max Current/Phase(A): 10 Circuit Breaker(A): 15 | Standing System | 4 | 4P5.08PHNX-F |  | 306170 |  | 32 | [7 empty] | YES | NO | NO | 0 | 0 | NO | NO | 4 | [5 empty] | 27400 | 762223
920272 | System-LBT21084UC-(-5)~5V-1/0.05/0.002/0.0001A-32CH-220V1P-V101 | LBT | 32 | 220V1P/380V3P | 1 | 5 | -5 | LBT21084 +/-5V 1A | LBT21084UC | SYS-LBT21084UC-(-5)~5V-1/0.05/0.002/0.0001A-32CH-220V1P IV Module PN: 463524 Chassis Dimension(inch): 25W45D40H Single Phase Power Requirement: Voltage(VAC): 220 Max Power(VA): 528 Max Current/Phase(A): 3 Circuit Breaker(A): 15 | Standing System | 4 | 4P5.08PHNX-F |  | 306170 |  | 32 | [7 empty] | YES | NO | NO | 0 | 0 | NO | NO | 4 | [5 empty] | 27400 | 762224
920274 | System-LBT21084UC-(-5)~5V-1/0.05/0.002/0.0001A-40CH-110V1P-V101 | LBT | 40 | 110V1P/208V3P/480V3P | 1 | 5 | -5 | LBT21084 +/-5V 1A | LBT21084UC | LBT21084UC-(-5)~5V-1/0.05/0.002/0.0001A-40CH-110V1P IV Module PN: 463532 Chassis Dimension(inch): 25W45D40H Single Phase Power Requirement: Voltage(VAC): 110 Max Power(VA): 660 Max Current/Phase(A): 6 Circuit Breaker(A): 16 | Standing System | 5 | 4P5.08PHNX-F |  | 306170 |  | 40 | [7 empty] | YES | NO | NO | 0 | 0 | NO | NO | 4 | [5 empty] | 31700 | 762681
920276 | System-LBT21084UC-(-5)~5V-1/0.05/0.002/0.0001A-40CH-220V1P-V101 | LBT | 40 | 220V1P/380V3P | 1 | 5 | -5 | LBT21084 +/-5V 1A | LBT21084UC | LBT21084UC-(-5)~5V-1/0.05/0.002/0.0001A-40CH-220V1P IV Module PN: 441972 Chassis Dimension(inch): 25W45D40H Single Phase Power Requirement: Voltage(VAC): 220 Max Power(VA): 1575 Max Current/Phase(A): 7 Circuit Breaker(A): 15 | Standing System | 5 | 4P5.08PHNX-F |  | 306170 |  | 40 | [7 empty] | YES | NO | NO | 0 | 0 | NO | NO | 4 | [5 empty] | 31700 | 762225
920278 | System-LBT21084UC-(-5)~5V-1/0.05/0.002/0.0001A-48CH-220V1P-V101 | LBT | 48 | 220V1P/380V3P | 1 | 5 | -5 | LBT21084 +/-5V 1A | LBT21084UC | LBT21084UC-(-5)~5V-1/0.05/0.002/0.0001A-48CH-220V1P IV Module PN: 441972 Chassis Dimension(inch): 25W45D40H Single Phase Power Requirement: Voltage(VAC): 220 Max Power(VA): 1650 Max Current/Phase(A): 8 Circuit Breaker(A): 15 | Standing System | 6 | 4P5.08PHNX-F |  | 306170 |  | 48 | [7 empty] | YES | NO | NO | 0 | 0 | NO | NO | 4 | [5 empty] | 36000 | 762106
920280 | System-LBT21084UC-(-5)~5V-1/0.05/0.002/0.0001A-56CH-220V1P-V101 | LBT | 56 | 220V1P/380V3P | 1 | 5 | -5 | LBT21084 +/-5V 1A | LBT21084UC | LBT21084UC-(-5)~5V-1/0.05/0.002/0.0001A-56CH-220V1P IV Module PN: 441972 Chassis Dimension(inch): 25W45D40H Single Phase Power Requirement: Voltage(VAC): 220 Max Power(VA): 1725 Max Current/Phase(A): 8 Circuit Breaker(A): 15 | Standing System | 7 | 4P5.08PHNX-F |  | 306170 |  | 56 | [7 empty] | YES | NO | NO | 0 | 0 | NO | NO | 4 | [5 empty] | 40400 | 762388
920282 | SYS-LBT21084UC-(-5)~5V-1/0.05/0.002/0.0001A-64CH-110V1P-V101 | LBT | 64 | 110V1P/208V3P/480V3P | 1 | 5 | -5 | LBT21084 +/-5V 1A | LBT21084UC | LBT21084UC-(-5)~5V-1/0.05/0.002/0.0001A-64CH-110V1P IV Module PN: 441972 Chassis Dimension(inch): 25W45D51H Single Phase Power Requirement: Voltage(VAC): 110 Max Power(VA): 1800 Max Current/Phase(A): 16 Circuit Breaker(A): 20 | Standing System | 8 | 4P5.08PHNX-F |  | 306170 |  | 64 | [7 empty] | YES | NO | NO | 0 | 0 | NO | NO | 4 | [5 empty] | 45800 | 762226
920284 | System-LBT21084UC-(-5)~5V-1/0.05/0.002/0.0001A-64CH-220V1P-V101 | LBT | 64 | 220V1P/380V3P | 1 | 5 | -5 | LBT21084 +/-5V 1A | LBT21084UC | LBT21084UC-(-5)~5V-1/0.05/0.002/0.0001A-64CH-220V1P IV Module PN: 441972 Chassis Dimension(inch): 25W45D51H Single Phase Power Requirement: Voltage(VAC): 220 Max Power(VA): 1800 Max Current/Phase(A): 8 Circuit Breaker(A): 15 | Standing System | 8 | 4P5.08PHNX-F |  | 306170 |  | 64 | [7 empty] | YES | NO | NO | 0 | 0 | NO | NO | 4 | [5 empty] | 45800 | 762496
920286 | System-LBT21084UC-(-5)~5V-1/0.05/0.002/0.0001A-72CH-220V1P-V101 | LBT | 72 | 220V1P/380V3P | 1 | 5 | -5 | LBT21084 +/-5V 1A | LBT21084UC | LBT21084UC-(-5)~5V-1/0.05/0.002/0.0001A-72CH-220V1P IV Module PN: 441972 Chassis Dimension(inch): 25W45D51H Single Phase Power Requirement: Voltage(VAC): 220 Max Power(VA): 1875 Max Current/Phase(A): 9 Circuit Breaker(A): 15 | Standing System | 9 | 4P5.08PHNX-F |  | 306170 |  | 72 | [7 empty] | YES | NO | NO | 0 | 0 | NO | NO | 4 | [5 empty] | 50100 | 762389
920288 | System-LBT21084UC-(-5)~5V-1/0.05/0.002/0.0001A-80CH-220V1P-V101 | LBT | 80 | 220V1P/380V3P | 1 | 5 | -5 | LBT21084 +/-5V 1A | LBT21084UC | System-LBT21084UC-(-5)~5V-1/0.05/0.002/0.0001A-80CH-220V1P-V101 Chassis Dimension (inch): 25W45D51H Single Phase Power Requirement: Voltage(VAC): 220 Max Power(VA): 1950 Max Current/Phase(A): 9 Circuit Breaker(A): 15 | Standing System | 10 | 4P5.08PHNX-F |  | 306170 |  | 80 | [7 empty] | YES | NO | NO | 0 | 0 | NO | NO | 4 | [5 empty] | 54400 | 762227
920290 | System-LBT21084UC-(-5)~5V-1/0.05/0.002/0.0001A-88CH-220V1P-V101 | LBT | 88 | 220V1P/380V3P | 1 | 5 | -5 | LBT21084 +/-5V 1A | LBT21084UC | System-LBT21084UC-(-5)~5V-1/0.05/0.002/0.0001A-88CH-220V1P-V101 Chassis Dimension (inch): 25W45D72H Single Phase Power Requirement: Voltage(VAC): 220 Max Power(VA): 2025 Max Current/Phase(A): 9 Circuit Breaker(A): 15 | Standing System | 11 | 4P5.08PHNX-F |  | 306170 |  | 88 | [7 empty] | YES | NO | NO | 0 | 0 | NO | NO | 4 | [5 empty] | 62200 | 762580
920292 | System-LBT21084UC-(-5)~5V-1/0.05/0.002/0.0001A-96CH-110V1P-V101 | LBT | 96 | 110V1P/208V3P/480V3P | 1 | 5 | -5 | LBT21084 +/-5V 1A | LBT21084UC | System-LBT21084UC-(-5)~5V-1/0.05/0.002/0.0001A-96CH-110V1P-V101 Chassis Dimension (inch): 25W45D72H Single Phase Power Requirement: Voltage(VAC): 110 Max Power(VA): 2100 Max Current/Phase(A): 19 Circuit Breaker(A): 30 | Standing System | 12 | 4P5.08PHNX-F |  | 306170 |  | 96 | [7 empty] | YES | NO | NO | 0 | 0 | NO | NO | 4 | [5 empty] | 66500 | 762107
920294 | System-LBT21084UC-(-5)~5V-1/0.05/0.002/0.0001A-96CH-220V1P-V101 | LBT | 96 | 220V1P/380V3P | 1 | 5 | -5 | LBT21084 +/-5V 1A | LBT21084UC | System-LBT21084UC-(-5)~5V-1/0.05/0.002/0.0001A-96CH-220V1P-V101 Chassis Dimension (inch): 25W45D72H Single Phase Power Requirement: Voltage(VAC): 220 Max Power(VA): 2100 Max Current/Phase(A): 10 Circuit Breaker(A): 15 | Standing System | 12 | 4P5.08PHNX-F |  | 306170 |  | 96 | [7 empty] | YES | NO | NO | 0 | 0 | NO | NO | 4 | [5 empty] | 66500 | 762108
920296 | System-LBT21084UC-(-5)~5V-5/0.5/0.02/0.001A-24CH-220V1P-V101 | LBT | 24 | 220V1P/380V3P | 5 | 5 | -5 | LBT21084 +/-5V 5A | LBT21084UC | LBT21084UC-(-5)~5V-5/0.5/0.02/0.001A-24CH-220V1P IV Module PN: 441970 Chassis Dimension(inch): 25W45D40H Single Phase Power Requirement: Voltage(VAC): 220 Max Power(VA): 2325 Max Current/Phase(A): 11 Circuit Breaker(A): 15 | Standing System | 3 | 4P5.08PHNX-F |  | 306170 |  | 24 | [7 empty] | YES | NO | NO | 0 | 0 | NO | NO | 4 | [5 empty] | 24900 | 762228
920298 | System-LBT21084UC-(-5)~5V-5/0.5/0.02/0.001A-32CH-220V1P-V101 | LBT | 32 | 220V1P/380V3P | 5 | 5 | -5 | LBT21084 +/-5V 5A | LBT21084UC | LBT21084UC-(-5)~5V-5/0.5/0.02/0.001A-32CH-220V1P IV Module PN: 441970 Chassis Dimension(inch): 25W45D40H Single Phase Power Requirement: Voltage(VAC): 220 Max Power(VA): 2700 Max Current/Phase(A): 12 Circuit Breaker(A): 15 | Standing System | 4 | 4P5.08PHNX-F |  | 306170 |  | 32 | [7 empty] | YES | NO | NO | 0 | 0 | NO | NO | 4 | [5 empty] | 29200 | 762682
920300 | System-LBT21084UC-(-5)~5V-5/0.5/0.02/0.001A-40CH-220V1P-V101 | LBT | 40 | 220V1P/380V3P | 5 | 5 | -5 | LBT21084 +/-5V 5A | LBT21084UC | LBT21084UC-(-5)~5V-5/0.5/0.02/0.001A-40CH-220V1P IV Module PN: 441970 Chassis Dimension(inch): 25W45D40H Single Phase Power Requirement: Voltage(VAC): 220 Max Power(VA): 3075 Max Current/Phase(A): 14 Circuit Breaker(A): 20 | Standing System | 5 | 4P5.08PHNX-F |  | 306170 |  | 40 | [7 empty] | YES | NO | NO | 0 | 0 | NO | NO | 4 | [5 empty] | 35300 | 762581
920302 | System-LBT21084UC-(-5)~5V-5/0.5/0.02/0.001A-48CH-208V3P-V101 | LBT | 48 | 110V1P/208V3P/480V3P | 5 | 5 | -5 | LBT21084 +/-5V 5A | LBT21084UC | LBT21084UC-(-5)~5V-5/0.5/0.02/0.001A-48CH-208V3P IV Module PN: 441970 Chassis Dimension(inch): 25W45D40H Three Phase Power Requirement: Voltage(VAC): 208 Max Power(VA): 3450 Max Current/Phase(A): 13 Circuit Breaker(A): 16 | Standing System | 6 | 4P5.08PHNX-F |  | 306170 |  | 48 | [7 empty] | YES | NO | NO | 0 | 0 | NO | NO | 4 | [5 empty] | 39600 | 762229
920304 | System-LBT21084UC-(-5)~5V-5/0.5/0.02/0.001A-48CH-220V1P-V101 | LBT | 48 | 220V1P/380V3P | 5 | 5 | -5 | LBT21084 +/-5V 5A | LBT21084UC | LBT21084UC-(-5)~5V-5/0.5/0.02/0.001A-48CH-220V1P IV Module PN: 441970 Chassis Dimension(inch): 25W45D40H Single Phase Power Requirement: Voltage(VAC): 220 Max Power(VA): 3450 Max Current/Phase(A): 16 Circuit Breaker(A): 20 | Standing System | 6 | 4P5.08PHNX-F |  | 306170 |  | 48 | [7 empty] | YES | NO | NO | 0 | 0 | NO | NO | 4 | [5 empty] | 39600 | 762109
920306 | System-LBT21084UC-(-5)~5V-5/0.5/0.02/0.001A-56CH-220V1P-V101 | LBT | 56 | 220V1P/380V3P | 5 | 5 | -5 | LBT21084 +/-5V 5A | LBT21084UC | LBT21084UC-(-5)~5V-5/0.5/0.02/0.001A-56CH-220V1P IV Module PN: 441970 Chassis Dimension(inch): 25W45D51H Single Phase Power Requirement: Voltage(VAC): 220 Max Power(VA): 3825 Max Current/Phase(A): 17 Circuit Breaker(A): 20 | Standing System | 7 | 4P5.08PHNX-F |  | 306170 |  | 56 | [7 empty] | YES | NO | NO | 0 | 0 | NO | NO | 4 | [5 empty] | 46800 | 762390
920308 | System-LBT21084UC-(-5)~5V-5/0.5/0.02/0.001A-64CH-220V1P-V101 | LBT | 64 | 220V1P/380V3P | 5 | 5 | -5 | LBT21084 +/-5V 5A | LBT21084UC | LBT21084UC-(-5)~5V-5/0.5/0.02/0.001A-64CH-220V1P IV Module PN: 441970 Chassis Dimension(inch): 25W45D51H Single Phase Power Requirement: Voltage(VAC): 220 Max Power(VA): 4200 Max Current/Phase(A): 19 Circuit Breaker(A): 30 | Standing System | 8 | 4P5.08PHNX-F |  | 306170 |  | 64 | [7 empty] | YES | NO | NO | 0 | 0 | NO | NO | 4 | [5 empty] | 51200 | 762230
920310 | System-LBT21084UC-(-5)~5V-5/0.5/0.02/0.001A-72CH-220V1P-V101 | LBT | 72 | 220V1P/380V3P | 5 | 5 | -5 | LBT21084 +/-5V 5A | LBT21084UC | LBT21084UC-(-5)~5V-5/0.5/0.02/0.001A-72CH-220V1P IV Module PN: 441970 Chassis Dimension(inch): 25W45D51H Single Phase Power Requirement: Voltage(VAC): 220 Max Power(VA): 4575 Max Current/Phase(A): 21 Circuit Breaker(A): 30 | Standing System | 9 | 4P5.08PHNX-F |  | 306170 |  | 72 | [7 empty] | YES | NO | NO | 0 | 0 | NO | NO | 4 | [5 empty] | 57300 | 762110
920312 | System-LBT21084UC-(-5)~5V-5/0.5/0.02/0.001A-80CH-220V1P-V101 | LBT | 80 | 220V1P/380V3P | 5 | 5 | -5 | LBT21084 +/-5V 5A | LBT21084UC | LBT21084UC-(-5)~5V-5/0.5/0.02/0.001A-80CH-220V1P IV Module PN: 441970 Chassis Dimension(inch): 25W45D51H Single Phase Power Requirement: Voltage(VAC): 220 Max Power(VA): 4950 Max Current/Phase(A): 22 Circuit Breaker(A): 30 | Standing System | 10 | 4P5.08PHNX-F |  | 306170 |  | 80 | [7 empty] | YES | NO | NO | 0 | 0 | NO | NO | 4 | [5 empty] | 61600 | 762231
920314 | System-LBT21084UC-(-5)~5V-5/0.5/0.02/0.001A-88CH-220V1P-V101 | LBT | 88 | 220V1P/380V3P | 5 | 5 | -5 | LBT21084 +/-5V 5A | LBT21084UC | LBT21084UC-(-5)~5V-5/0.5/0.02/0.001A-88CH-220V1P IV Module PN: 441970 Chassis Dimension(inch): 25W45D72H Single Phase Power Requirement: Voltage(VAC): 220 Max Power(VA): 5325 Max Current/Phase(A): 24 Circuit Breaker(A): 30 | Standing System | 11 | 4P5.08PHNX-F |  | 306170 |  | 88 | [7 empty] | YES | NO | NO | 0 | 0 | NO | NO | 4 | [5 empty] | 69400 | 762232
920316 | System-LBT21084UC-(-5)~5V-5/0.5/0.02/0.001A-96CH-208V3P-V101 | LBT | 96 | 110V1P/208V3P/480V3P | 5 | 5 | -5 | LBT21084 +/-5V 5A | LBT21084UC | LBT21084UC-(-5)~5V-5/0.5/0.02/0.001A-96CH-208V3P IV Module PN: 463526 Chassis Dimension(inch): 25W45D72H Three Phase Power Requirement: Voltage(VAC): 208 Max Power(VA): 5183 Max Current/Phase(A): 16 Circuit Breaker(A): 20 | Standing System | 12 | 4P5.08PHNX-F |  | 306170 |  | 96 | [7 empty] | YES | NO | NO | 0 | 0 | NO | NO | 4 | [5 empty] | 73800 | 762111
920318 | System-LBT21084UC-(-5)~5V-5/0.5/0.02/0.001A-96CH-220V1P-V101 | LBT | 96 | 220V1P/380V3P | 5 | 5 | -5 | LBT21084 +/-5V 5A | LBT21084UC | LBT21084UC-(-5)~5V-5/0.5/0.02/0.001A-96CH-220V1P IV Module PN: 441970 Chassis Dimension(inch): 25W45D72H Single Phase Power Requirement: Voltage(VAC): 220 Max Power(VA): 5183 Max Current/Phase(A): 23.6 Circuit Breaker(A): 32 | Standing System | 12 | 4P5.08PHNX-F |  | 306170 |  | 96 | [7 empty] | YES | NO | NO | 0 | 0 | NO | NO | 4 | [5 empty] | 73800 | 762112
920320 | System-LBT21084UC-0~5V-5/0.5/0.02/0.001A-24CH-110V1P-V101 | LBT | 24 | 110V1P/208V3P/480V3P | 5 | 5 | 0 | LBT21084 5V 5A | LBT21084UC | LBT21084UC-0~5V-5/0.5/0.02/0.001A-24CH-110V1P IV Module PN: 441970 Chassis Dimension(inch): 25W45D40H Single Phase Power Requirement: Voltage(VAC): 110 Max Power(VA): 2325 Max Current/Phase(A): 21 Circuit Breaker(A): 30 | Standing System | 3 | 4P5.08PHNX-F |  | 306170 |  | 24 | [7 empty] | YES | NO | NO | 0 | 0 | NO | NO | 4 | [5 empty] | 24300 | 762233
920322 | System-LBT21084UC-0~5V-5/0.5/0.02/0.001A-24CH-220V1P-V101 | LBT | 24 | 220V1P/380V3P | 5 | 5 | 0 | LBT21084 5V 5A | LBT21084UC | LBT21084UC-0~5V-5/0.5/0.02/0.001A-24CH-220V1P IV Module PN: 441970 Chassis Dimension(inch): 25W45D40H Single Phase Power Requirement: Voltage(VAC): 220 Max Power(VA): 2325 Max Current/Phase(A): 11 Circuit Breaker(A): 15 | Standing System | 3 | 4P5.08PHNX-F |  | 306170 |  | 24 | [7 empty] | YES | NO | NO | 0 | 0 | NO | NO | 4 | [5 empty] | 24300 | 762113
920324 | System-LBT21084UC-0~5V-5/0.5/0.02/0.001A-32CH-110V1P-V101 | LBT | 32 | 110V1P/208V3P/480V3P | 5 | 5 | 0 | LBT21084 5V 5A | LBT21084UC | LBT21084UC-0~5V-5/0.5/0.02/0.001A-32CH-110V1P IV Module PN: 441970 Chassis Dimension(inch): 25W45D40H Single Phase Power Requirement: Voltage(VAC): 110 Max Power(VA): 2700 Max Current/Phase(A): 25 Circuit Breaker(A): 30 | Standing System | 4 | 4P5.08PHNX-F |  | 306170 |  | 32 | [7 empty] | YES | NO | NO | 0 | 0 | NO | NO | 4 | [5 empty] | 28700 | 762391
920326 | System-LBT21084UC-0~5V-5/0.5/0.02/0.001A-32CH-220V1P-V101 | LBT | 32 | 220V1P/380V3P | 5 | 5 | 0 | LBT21084 5V 5A | LBT21084UC | LBT21084UC-0~5V-5/0.5/0.02/0.001A-32CH-220V1P IV Module PN: 441970 Chassis Dimension(inch): 25W45D40H Single Phase Power Requirement: Voltage(VAC): 220 Max Power(VA): 2700 Max Current/Phase(A): 12 Circuit Breaker(A): 15 | Standing System | 4 | 4P5.08PHNX-F |  | 306170 |  | 32 | [7 empty] | YES | NO | NO | 0 | 0 | NO | NO | 4 | [5 empty] | 28700 | 762392
920328 | System-LBT21084UC-0~5V-5/0.5/0.02/0.001A-40CH-208V3P-V101 | LBT | 40 | 110V1P/208V3P/480V3P | 5 | 5 | 0 | LBT21084 5V 5A | LBT21084UC | LBT21084UC-0~5V-5/0.5/0.02/0.001A-40CH-208V3P IV Module PN: 441970 Chassis Dimension(inch): 25W45D40H Three Phase Power Requirement: Voltage(VAC): 208 Max Power(VA): 3075 Max Current/Phase(A): 22 Circuit Breaker(A): 30 | Standing System | 5 | 4P5.08PHNX-F |  | 306170 |  | 40 | [7 empty] | YES | NO | NO | 0 | 0 | NO | NO | 4 | [5 empty] | 34500 | 762234
920330 | System-LBT21084UC-0~5V-5/0.5/0.02/0.001A-40CH-220V1P-V101 | LBT | 40 | 220V1P/380V3P | 5 | 5 | 0 | LBT21084 5V 5A | LBT21084UC | LBT21084UC-0~5V-5/0.5/0.02/0.001A-40CH-220V1P IV Module PN: 441970 Chassis Dimension(inch): 25W45D40H Single Phase Power Requirement: Voltage(VAC): 220 Max Power(VA): 3075 Max Current/Phase(A): 14 Circuit Breaker(A): 20 | Standing System | 5 | 4P5.08PHNX-F |  | 306170 |  | 40 | [7 empty] | YES | NO | NO | 0 | 0 | NO | NO | 4 | [5 empty] | 34500 | 762235
920332 | System-LBT21084UC-0~5V-5/0.5/0.02/0.001A-48CH-208V3P-V101 | LBT | 48 | 110V1P/208V3P/480V3P | 5 | 5 | 0 | LBT21084 5V 5A | LBT21084UC | LBT21084UC-0~5V-5/0.5/0.02/0.001A-48CH-208V3P IV Module PN: 441970 Chassis Dimension(inch): 25W45D40H Three Phase Power Requirement: Voltage(VAC): 208 Max Power(VA): 3450 Max Current/Phase(A): 22 Circuit Breaker(A): 30 | Standing System | 6 | 4P5.08PHNX-F |  | 306170 |  | 48 | [7 empty] | YES | NO | NO | 0 | 0 | NO | NO | 4 | [5 empty] | 38800 | 762393
920334 | System-LBT21084UC-0~5V-5/0.5/0.02/0.001A-48CH-220V1P-V101 | LBT | 48 | 220V1P/380V3P | 5 | 5 | 0 | LBT21084 5V 5A | LBT21084UC | LBT21084UC-0~5V-5/0.5/0.02/0.001A-48CH-220V1P IV Module PN: 463526 Chassis Dimension(inch): 25W45D40H Single Phase Power Requirement: Voltage(VAC): 220 Max Power(VA): 2667 Max Current/Phase(A): 12 Circuit Breaker(A): 16 | Standing System | 6 | 4P5.08PHNX-F |  | 306170 |  | 48 | [7 empty] | YES | NO | NO | 0 | 0 | NO | NO | 4 | [5 empty] | 38800 | 762497
920336 | System-LBT21084UC-0~5V-5/0.5/0.02/0.001A-64CH-208V3P-V101 | LBT | 64 | 110V1P/208V3P/480V3P | 5 | 5 | 0 | LBT21084 5V 5A | LBT21084UC | LBT21084UC-0~5V-5/0.5/0.02/0.001A-64CH-208V3P IV Module PN: 441970 Chassis Dimension(inch): 25W45D51H Three Phase Power Requirement: Voltage(VAC): 208 Max Power(VA): 4200 Max Current/Phase(A): 22 Circuit Breaker(A): 30 | Standing System | 8 | 4P5.08PHNX-F |  | 306170 |  | 64 | [7 empty] | YES | NO | NO | 0 | 0 | NO | NO | 4 | [5 empty] | 50100 | 762114
920338 | System-LBT21084UC-0~5V-5/0.5/0.02/0.001A-64CH-220V1P-V101 | LBT | 64 | 220V1P/380V3P | 5 | 5 | 0 | LBT21084 5V 5A | LBT21084UC | LBT21084UC-0~5V-5/0.5/0.02/0.001A-64CH-220V1P IV Module PN: 441970 Chassis Dimension(inch): 25W45D51H Single Phase Power Requirement: Voltage(VAC): 220 Max Power(VA): 4200 Max Current/Phase(A): 19 Circuit Breaker(A): 30 | Standing System | 8 | 4P5.08PHNX-F |  | 306170 |  | 64 | [7 empty] | YES | NO | NO | 0 | 0 | NO | NO | 4 | [5 empty] | 50100 | 762115
920340 | System-LBT21084UC-0~5V-5/0.5/0.02/0.001A-96CH-208V3P-V101 | LBT | 96 | 110V1P/208V3P/480V3P | 5 | 5 | 0 | LBT21084 5V 5A | LBT21084UC | LBT21084UC-0~5V-5/0.5/0.02/0.001A-96CH-208V3P IV Module PN: 441970 Chassis Dimension(inch): 25W45D72H Three Phase Power Requirement: Voltage(VAC): 208 Max Power(VA): 5700 Max Current/Phase(A): 22 Circuit Breaker(A): 30 | Standing System | 12 | 4P5.08PHNX-F |  | 306170 |  | 96 | [7 empty] | YES | NO | NO | 0 | 0 | NO | NO | 4 | [5 empty] | 72200 | 762116
920342 | System-LBT21162-(-5)~5V-1/0.1/0/0A-48CH-220V1P-V101 | LBT | 48 | 220V1P/380V3P | 1 | 5 | -5 | LBT21162 +/-5V 1A | LBT21162 | LBT21162-(-5)~5V-1/0.1/0/0A-48CH-220V1P IV Module PN: 442946 Chassis Dimension(inch): 25W45D40H Single Phase Power Requirement: Voltage(VAC): 220 Max Power(VA): 1650 Max Current/Phase(A): 8 Circuit Breaker(A): 15 | Standing System | 3 | 16P3.81PHNX-F |  | 381546 |  | 12 | [7 empty] | YES | NO | NO | 0 | 0 | NO | NO | 2 | [5 empty] | 25300 | 762117
920344 | System-LBT21162-(-5)~5V-1/0.1/0/0A-80CH-220V1P-V101 | LBT | 80 | 220V1P/380V3P | 1 | 5 | -5 | LBT21162 +/-5V 1A | LBT21162 | LBT21162-(-5)~5V-1/0.1/0/0A-80CH-220V1P IV Module PN: 442946 Chassis Dimension(inch): 25W45D40H Single Phase Power Requirement: Voltage(VAC): 220 Max Power(VA): 1950 Max Current/Phase(A): 9 Circuit Breaker(A): 15 | Standing System | 5 | 16P3.81PHNX-F |  | 381546 |  | 20 | [7 empty] | YES | NO | NO | 0 | 0 | NO | NO | 2 | [5 empty] | 35400 | 762236
920346 | System-LBT21162-(-5)~5V-1/0.1/0/0A-96CH-220V1P-V101 | LBT | 96 | 220V1P/380V3P | 1 | 5 | -5 | LBT21162 +/-5V 1A | LBT21162 | LBT21162-(-5)~5V-1/0.1/0/0A-96CH-220V1P IV Module PN: 442946 Chassis Dimension(inch): 25W45D40H Single Phase Power Requirement: Voltage(VAC): 220 Max Power(VA): 2100 Max Current/Phase(A): 10 Circuit Breaker(A): 15 | Standing System | 6 | 16P3.81PHNX-F |  | 381546 |  | 24 | [7 empty] | YES | NO | NO | 0 | 0 | NO | NO | 2 | [5 empty] | 42300 | 762394
920348 | System-LBT21162-(-5)~5V-1/0.1/0/0A-112CH-220V1P-V101 | LBT | 112 | 220V1P/380V3P | 1 | 5 | -5 | LBT21162 +/-5V 1A | LBT21162 | LBT21162-(-5)~5V-1/0.1/0/0A-112CH-220V1P IV Module PN: 442946 Chassis Dimension(inch): 25W45D40H Single Phase Power Requirement: Voltage(VAC): 220 Max Power(VA): 2250 Max Current/Phase(A): 10 Circuit Breaker(A): 15 | Standing System | 7 | 16P3.81PHNX-F |  | 381546 |  | 28 | [7 empty] | YES | NO | NO | 0 | 0 | NO | NO | 2 | [5 empty] | 47400 | 762237
920350 | System-LBT21162-(-5)~5V-1/0.1/0/0A-128CH-220V1P-V101 | LBT | 128 | 220V1P/380V3P | 1 | 5 | -5 | LBT21162 +/-5V 1A | LBT21162 | LBT21162-(-5)~5V-1/0.1/0/0A-128CH-220V1P IV Module PN: 442946 Chassis Dimension(inch): 25W45D51H Single Phase Power Requirement: Voltage(VAC): 220 Max Power(VA): 2400 Max Current/Phase(A): 11 Circuit Breaker(A): 15 | Standing System | 8 | 16P3.81PHNX-F |  | 381546 |  | 32 | [7 empty] | YES | NO | NO | 0 | 0 | NO | NO | 2 | [5 empty] | 53500 | 762238
920352 | System-LBT21162-(-5)~5V-1/0.1/0/0A-192CH-110V1P-V101 | LBT | 192 | 110V1P/208V3P/480V3P | 1 | 5 | -5 | LBT21162 +/-5V 1A | LBT21162 | LBT21162-(-5)~5V-1/0.1/0/0A-192CH-110V1P IV Module PN: 442946 Chassis Dimension(inch): 25W45D72H Single Phase Power Requirement: Voltage(VAC): 110 Max Power(VA): 3000 Max Current/Phase(A): 27 Circuit Breaker(A): 30 | Standing System | 12 | 16P3.81PHNX-F |  | 381546 |  | 48 | [7 empty] | YES | NO | NO | 0 | 0 | NO | NO | 2 | [5 empty] | 77300 | 762498
920354 | System-LBT21162-0~5V-5/0.5/0/0A-32CH-110V1P-V101 | LBT | 32 | 110V1P/208V3P/480V3P | 5 | 5 | 0 | LBT21162 5V 5A | LBT21162 | LBT21162-0~5V-5/0.5/0/0A-32CH-110V1P IV Module PN: 430686 Chassis Dimension(inch): 25W45D40H Single Phase Power Requirement: Voltage(VAC): 110 Max Power(VA): 2700 Max Current/Phase(A): 25 Circuit Breaker(A): 30 | Standing System | 2 | 16P3.81PHNX-F |  | 381546 |  | 8 | [7 empty] | YES | NO | NO | 0 | 0 | NO | NO | 2 | [5 empty] | 21500 | 762395
920356 | System-LBT21162-0~5V-5/0.5/0/0A-32CH-220V1P-V101 | LBT | 32 | 220V1P/380V3P | 5 | 5 | 0 | LBT21162 5V 5A | LBT21162 | LBT21162-0~5V-5/0.5/0/0A-32CH-220V1P IV Module PN: 430686 Chassis Dimension(inch): 25W45D40H Single Phase Power Requirement: Voltage(VAC): 220 Max Power(VA): 2700 Max Current/Phase(A): 12 Circuit Breaker(A): 15 | Standing System | 2 | 16P3.81PHNX-F |  | 381546 |  | 8 | [7 empty] | YES | NO | NO | 0 | 0 | NO | NO | 2 | [5 empty] | 21500 | 762239
920358 | System-LBT21162-0~5V-5/0.5/0/0A-48CH-220V1P-V101 | LBT | 48 | 220V1P/380V3P | 5 | 5 | 0 | LBT21162 5V 5A | LBT21162 | LBT21162-0~5V-5/0.5/0/0A-48CH-220V1P IV Module PN: 430686 Chassis Dimension(inch): 25W45D40H Single Phase Power Requirement: Voltage(VAC): 220 Max Power(VA): 3450 Max Current/Phase(A): 16 Circuit Breaker(A): 20 | Standing System | 3 | 16P3.81PHNX-F |  | 381546 |  | 12 | [7 empty] | YES | NO | NO | 0 | 0 | NO | NO | 2 | [5 empty] | 28100 | 762873
920360 | System-LBT21162-0~5V-5/0.5/0/0A-64CH-220V1P-V101 | LBT | 64 | 220V1P/380V3P | 5 | 5 | 0 | LBT21162 5V 5A | LBT21162 | LBT21162-0~5V-5/0.5/0/0A-64CH-220V1P IV Module PN: 430686 Chassis Dimension(inch): 25W45D40H Single Phase Power Requirement: Voltage(VAC): 220 Max Power(VA): 4200 Max Current/Phase(A): 19 Circuit Breaker(A): 30 | Standing System | 4 | 16P3.81PHNX-F |  | 381546 |  | 16 | [7 empty] | YES | NO | NO | 0 | 0 | NO | NO | 2 | [5 empty] | 34700 | 762118
920362 | System-LBT21162-0~5V-5/0.5/0/0A-80CH-220V1P-V101 | LBT | 80 | 220V1P/380V3P | 5 | 5 | 0 | LBT21162 5V 5A | LBT21162 | LBT21162-0~5V-5/0.5/0/0A-80CH-220V1P IV Module PN: 430686 Chassis Dimension(inch): 25W45D40H Single Phase Power Requirement: Voltage(VAC): 220 Max Power(VA): 4950 Max Current/Phase(A): 22 Circuit Breaker(A): 30 | Standing System | 5 | 16P3.81PHNX-F |  | 381546 |  | 20 | [7 empty] | YES | NO | NO | 0 | 0 | NO | NO | 2 | [5 empty] | 41300 | 762499
920364 | System-LBT21162-0~5V-5/0.5/0/0A-96CH-208V3P-V101 | LBT | 96 | 110V1P/208V3P/480V3P | 5 | 5 | 0 | LBT21162 5V 5A | LBT21162 | LBT21162-0~5V-5/0.5/0/0A-96CH-208V3P IV Module PN: 462480 Chassis Dimension(inch): 25W45D40H Three Phase Power Requirement: Voltage(VAC): 208 Max Power(VA): 5188 Max Current/Phase(A): 16 Circuit Breaker(A): 20 | Standing System | 6 | 16P3.81PHNX-F |  | 381546 |  | 24 | [7 empty] | YES | NO | NO | 0 | 0 | NO | NO | 2 | [5 empty] | 47900 | 762240
920366 | System-LBT21162-0~5V-5/0.5/0/0A-96CH-220V1P-V101 | LBT | 96 | 220V1P/380V3P | 5 | 5 | 0 | LBT21162 5V 5A | LBT21162 | LBT21162-0~5V-5/0.5/0/0A-96CH-220V1P IV Module PN: 430686 Chassis Dimension(inch): 25W45D40H Single Phase Power Requirement: Voltage(VAC): 220 Max Power(VA): 5700 Max Current/Phase(A): 26 Circuit Breaker(A): 30 | Standing System | 6 | 16P3.81PHNX-F |  | 381546 |  | 24 | [7 empty] | YES | NO | NO | 0 | 0 | NO | NO | 2 | [5 empty] | 47900 | 762241
920368 | System-LBT21162-0~5V-5/0.5/0/0A-112CH-380V3P(N)-V101 | LBT | 112 | 220V1P/380V3P | 5 | 5 | 0 | LBT21162 5V 5A | LBT21162 | LBT21162-0~5V-5/0.5/0/0A-112CH-380V3P(N) IV Module PN: 430686 Chassis Dimension(inch): 25W45D51H Three Phase Power Requirement: Voltage(VAC): 380 Max Power(VA): 6450 Max Current/Phase(A): 16 Circuit Breaker(A): 20 *Neutral Line Required | Standing System | 7 | 16P3.81PHNX-F |  | 381546 |  | 28 | [7 empty] | YES | NO | NO | 0 | 0 | NO | NO | 2 | [5 empty] | 55600 | 762582
920370 | System-LBT21162-0~5V-5/0.5/0/0A-128CH-380V3P(N)-V101 | LBT | 128 | 220V1P/380V3P | 5 | 5 | 0 | LBT21162 5V 5A | LBT21162 | LBT21162-0~5V-5/0.5/0/0A-128CH-380V3P(N) IV Module PN: 430686 Chassis Dimension(inch): 25W45D51H Three Phase Power Requirement: Voltage(VAC): 380 Max Power(VA): 7200 Max Current/Phase(A): 16 Circuit Breaker(A): 20 *Neutral Line Required | Standing System | 8 | 16P3.81PHNX-F |  | 381546 |  | 32 | [7 empty] | YES | NO | NO | 0 | 0 | NO | NO | 2 | [5 empty] | 62200 | 762242
920372 | System-LBT21162-0~5V-5/0.5/0/0A-192CH-208V3P-V101 | LBT | 192 | 110V1P/208V3P/480V3P | 5 | 5 | 0 | LBT21162 5V 5A | LBT21162 | LBT21162-0~5V-5/0.5/0/0A-192CH-208V3P IV Module PN: 430686 Chassis Dimension(inch): 25W45D72H Three Phase Power Requirement: Voltage(VAC): 208 Max Power(VA): 10200 Max Current/Phase(A): 31 Circuit Breaker(A): 50 | Standing System | 12 | 16P3.81PHNX-F |  | 381546 |  | 48 | [7 empty] | YES | NO | NO | 0 | 0 | NO | NO | 2 | [5 empty] | 90300 | 762119
920374 | System-LBT21162-0~5V-5/0.5/0/0A-192CH-380V3P(N)-V101 | LBT | 192 | 220V1P/380V3P | 5 | 5 | 0 | LBT21162 5V 5A | LBT21162 | LBT21162-0~5V-5/0.5/0/0A-192CH-380V3P(N) IV Module PN: 430686 Chassis Dimension(inch): 25W45D72H Three Phase Power Requirement: Voltage(VAC): 380 Max Power(VA): 10200 Max Current/Phase(A): 20 Circuit Breaker(A): 30 *Neutral Line Required | Standing System | 12 | 16P3.81PHNX-F |  | 381546 |  | 48 | [7 empty] | YES | NO | NO | 0 | 0 | NO | NO | 2 | [5 empty] | 90300 | 762243
920404 | System-LBT20084-(-10)~10V-0.1/0.01/0.001/0.0001A-24CH-110V1P-V101 | LBT | 24 | 110V1P/208V3P/480V3P | 0.1 | 10 | -10 | LBT20084 +/-10V 0.1A | LBT20084 | LBT20084-(-10)~10V-0.1/0.01/0.001/0.0001A-24CH-110V1P IV Module PN: 441978 Chassis Dimension(inch): 25W45D40H Single Phase Power Requirement: Voltage(VAC): 110 Max Power(VA): 1200 Max Current/Phase(A): 11 Circuit Breaker(A): 15 | Standing System | 3 | 4P5.08PHNX-F |  | 194922 |  | 24 | [7 empty] | YES | NO | NO | 0 | 0 | NO | NO | 4 | [5 empty] | 21700 | 762685
920406 | System-LBT20084-(-10)~10V-0.1/0.01/0.001/0.0001A-24CH-220V1P-V101 | LBT | 24 | 220V1P/380V3P | 0.1 | 10 | -10 | LBT20084 +/-10V 0.1A | LBT20084 | LBT20084-(-10)~10V-0.1/0.01/0.001/0.0001A-24CH-220V1P IV Module PN: 441978 Chassis Dimension(inch): 25W45D40H Single Phase Power Requirement: Voltage(VAC): 220 Max Power(VA): 1200 Max Current/Phase(A): 5 Circuit Breaker(A): 15 | Standing System | 3 | 4P5.08PHNX-F |  | 194922 |  | 24 | [7 empty] | YES | NO | NO | 0 | 0 | NO | NO | 4 | [5 empty] | 21700 | 762248
920408 | System-LBT20084-(-10)~10V-0.1/0.01/0.001/0.0001A-32CH-110V1P-V101 | LBT | 32 | 110V1P/208V3P/480V3P | 0.1 | 10 | -10 | LBT20084 +/-10V 0.1A | LBT20084 | LBT20084-(-10)~10V-0.1/0.01/0.001/0.0001A-32CH-110V1P IV Module PN: 441978 Chassis Dimension(inch): 25W45D40H Single Phase Power Requirement: Voltage(VAC): 110 Max Power(VA): 1200 Max Current/Phase(A): 11 Circuit Breaker(A): 15 | Standing System | 4 | 4P5.08PHNX-F |  | 194922 |  | 32 | [7 empty] | YES | NO | NO | 0 | 0 | NO | NO | 4 | [5 empty] | 26200 | 762124
920410 | System-LBT20084-(-10)~10V-0.1/0.01/0.001/0.0001A-32CH-220V1P-V101 | LBT | 32 | 220V1P/380V3P | 0.1 | 10 | -10 | LBT20084 +/-10V 0.1A | LBT20084 | LBT20084-(-10)~10V-0.1/0.01/0.001/0.0001A-32CH-220V1P IV Module PN: 441978 Chassis Dimension(inch): 25W45D40H Single Phase Power Requirement: Voltage(VAC): 220 Max Power(VA): 1200 Max Current/Phase(A): 5 Circuit Breaker(A): 15 | Standing System | 4 | 4P5.08PHNX-F |  | 194922 |  | 32 | [7 empty] | YES | NO | NO | 0 | 0 | NO | NO | 4 | [5 empty] | 26200 | 762398
920412 | System-LBT20084-(-10)~10V-0.1/0.01/0.001/0.0001A-40CH-110V1P-V101 | LBT | 40 | 110V1P/208V3P/480V3P | 0.1 | 10 | -10 | LBT20084 +/-10V 0.1A | LBT20084 | LBT20084-(-10)~10V-0.1/0.01/0.001/0.0001A-40CH-110V1P IV Module PN: 464930 Chassis Dimension(inch): 20W34D36H Single Phase Power Requirement: Voltage(VAC): 110 Max Power(VA): 1200 Max Current/Phase(A): 11 Circuit Breaker(A): 15 | Standing System | 5 | 4P5.08PHNX-F |  | 194922 |  | 40 | [7 empty] | YES | NO | NO | 0 | 0 | NO | NO | 4 | [5 empty] | 30700 | 762249
920414 | System-LBT20084-(-10)~10V-0.1/0.01/0.001/0.0001A-40CH-220V1P-V101 | LBT | 40 | 220V1P/380V3P | 0.1 | 10 | -10 | LBT20084 +/-10V 0.1A | LBT20084 | LBT20084-(-10)~10V-0.1/0.01/0.001/0.0001A-40CH-220V1P IV Module PN: 441978 Chassis Dimension(inch): 25W45D40H Single Phase Power Requirement: Voltage(VAC): 220 Max Power(VA): 1200 Max Current/Phase(A): 5 Circuit Breaker(A): 15 | Standing System | 5 | 4P5.08PHNX-F |  | 194922 |  | 40 | [7 empty] | YES | NO | NO | 0 | 0 | NO | NO | 4 | [5 empty] | 30700 | 762125
920416 | System-LBT20084-(-10)~10V-0.1/0.01/0.001/0.0001A-48CH-110V1P-V101 | LBT | 48 | 110V1P/208V3P/480V3P | 0.1 | 10 | -10 | LBT20084 +/-10V 0.1A | LBT20084 | LBT20084-(-10)~10V-0.1/0.01/0.001/0.0001A-48CH-110V1P IV Module PN: 441978 Chassis Dimension(inch): 25W45D40H Single Phase Power Requirement: Voltage(VAC): 110 Max Power(VA): 1200 Max Current/Phase(A): 11 Circuit Breaker(A): 15 | Standing System | 6 | 4P5.08PHNX-F |  | 194922 |  | 48 | [7 empty] | YES | NO | NO | 0 | 0 | NO | NO | 4 | [5 empty] | 35200 | 762126
920418 | System-LBT20084-(-10)~10V-0.1/0.01/0.001/0.0001A-56CH-110V1P-V101 | LBT | 56 | 110V1P/208V3P/480V3P | 0.1 | 10 | -10 | LBT20084 +/-10V 0.1A | LBT20084 | LBT20084-(-10)~10V-0.1/0.01/0.001/0.0001A-56CH-110V1P IV Module PN: 441978 Chassis Dimension(inch): 25W45D40H Single Phase Power Requirement: Voltage(VAC): 110 Max Power(VA): 1200 Max Current/Phase(A): 11 Circuit Breaker(A): 15 | Standing System | 7 | 4P5.08PHNX-F |  | 194922 |  | 56 | [7 empty] | YES | NO | NO | 0 | 0 | NO | NO | 4 | [5 empty] | 39700 | 762250
920420 | System-LBT20084-(-10)~10V-0.1/0.01/0.001/0.0001A-64CH-110V1P-V101 | LBT | 64 | 110V1P/208V3P/480V3P | 0.1 | 10 | -10 | LBT20084 +/-10V 0.1A | LBT20084 | LBT20084-(-10)~10V-0.1/0.01/0.001/0.0001A-64CH-110V1P IV Module PN: 441978 Chassis Dimension(inch): 25W45D51H Single Phase Power Requirement: Voltage(VAC): 110 Max Power(VA): 1200 Max Current/Phase(A): 11 Circuit Breaker(A): 15 | Standing System | 8 | 4P5.08PHNX-F |  | 194922 |  | 64 | [7 empty] | YES | NO | NO | 0 | 0 | NO | NO | 4 | [5 empty] | 45200 | 762127
920422 | System-LBT20084-(-10)~10V-0.1/0.01/0.001/0.0001A-72CH-110V1P-V101 | LBT | 72 | 110V1P/208V3P/480V3P | 0.1 | 10 | -10 | LBT20084 +/-10V 0.1A | LBT20084 | LBT20084-(-10)~10V-0.1/0.01/0.001/0.0001A-72CH-110V1P IV Module PN: 441978 Chassis Dimension(inch): 25W45D51H Single Phase Power Requirement: Voltage(VAC): 110 Max Power(VA): 1200 Max Current/Phase(A): 11 Circuit Breaker(A): 15 | Standing System | 9 | 4P5.08PHNX-F |  | 194922 |  | 72 | [7 empty] | YES | NO | NO | 0 | 0 | NO | NO | 4 | [5 empty] | 49700 | 762399
920424 | System-LBT20084-(-10)~10V-0.1/0.01/0.001/0.0001A-80CH-110V1P-V101 | LBT | 80 | 110V1P/208V3P/480V3P | 0.1 | 10 | -10 | LBT20084 +/-10V 0.1A | LBT20084 | LBT20084-(-10)~10V-0.1/0.01/0.001/0.0001A-80CH-110V1P IV Module PN: 441978 Chassis Dimension(inch): 25W45D51H Single Phase Power Requirement: Voltage(VAC): 110 Max Power(VA): 1200 Max Current/Phase(A): 11 Circuit Breaker(A): 15 | Standing System | 10 | 4P5.08PHNX-F |  | 194922 |  | 80 | [7 empty] | YES | NO | NO | 0 | 0 | NO | NO | 4 | [5 empty] | 54200 | 762251
920426 | System-LBT20084-(-10)~10V-0.1/0.01/0.001/0.0001A-88CH-110V1P-V101 | LBT | 88 | 110V1P/208V3P/480V3P | 0.1 | 10 | -10 | LBT20084 +/-10V 0.1A | LBT20084 | LBT20084-(-10)~10V-0.1/0.01/0.001/0.0001A-88CH-110V1P IV Module PN: 441978 Chassis Dimension(inch): 25W45D72H Single Phase Power Requirement: Voltage(VAC): 110 Max Power(VA): 1200 Max Current/Phase(A): 11 Circuit Breaker(A): 15 | Standing System | 11 | 4P5.08PHNX-F |  | 194922 |  | 88 | [7 empty] | YES | NO | NO | 0 | 0 | NO | NO | 4 | [5 empty] | 60400 | 762128
920428 | System-LBT20084-(-10)~10V-0.1/0.01/0.001/0.0001A-96CH-110V1P-V101 | LBT | 96 | 110V1P/208V3P/480V3P | 0.1 | 10 | -10 | LBT20084 +/-10V 0.1A | LBT20084 | LBT20084-(-10)~10V-0.1/0.01/0.001/0.0001A-96CH-110V1P IV Module PN: 441978 Chassis Dimension(inch): 25W45D72H Single Phase Power Requirement: Voltage(VAC): 110 Max Power(VA): 1200 Max Current/Phase(A): 11 Circuit Breaker(A): 15 | Standing System | 12 | 4P5.08PHNX-F |  | 194922 |  | 96 | [7 empty] | YES | NO | NO | 0 | 0 | NO | NO | 4 | [5 empty] | 64900 | 762583
920430 | System-LBT20084-(-10)~10V-0.1/0.01/0.001/0.0001A-104CH-110V1P-V101 | LBT | 104 | 110V1P/208V3P/480V3P | 0.1 | 10 | -10 | LBT20084 +/-10V 0.1A | LBT20084 | LBT20084-(-10)~10V-0.1/0.01/0.001/0.0001A-104CH-110V1P IV Module PN: 441978 Chassis Dimension(inch): 25W45D72H Single Phase Power Requirement: Voltage(VAC): 110 Max Power(VA): 1200 Max Current/Phase(A): 11 Circuit Breaker(A): 15 | Standing System | 13 | 4P5.08PHNX-F |  | 194922 |  | 104 | [7 empty] | YES | NO | NO | 0 | 0 | NO | NO | 4 | [5 empty] | 69300 | 762252
920432 | System-LBT20084-(-10)~10V-0.1/0.01/0.001/0.0001A-112CH-110V1P-V101 | LBT | 112 | 110V1P/208V3P/480V3P | 0.1 | 10 | -10 | LBT20084 +/-10V 0.1A | LBT20084 | LBT20084-(-10)~10V-0.1/0.01/0.001/0.0001A-112CH-110V1P IV Module PN: 441978 Chassis Dimension(inch): 25W45D72H Single Phase Power Requirement: Voltage(VAC): 110 Max Power(VA): 1200 Max Current/Phase(A): 11 Circuit Breaker(A): 15 | Standing System | 14 | 4P5.08PHNX-F |  | 194922 |  | 112 | [7 empty] | YES | NO | NO | 0 | 0 | NO | NO | 4 | [5 empty] | 74700 | 762129
920434 | System-LBT20084-(-10)~10V-0.1/0.01/0.001/0.0001A-120CH-110V1P-V101 | LBT | 120 | 110V1P/208V3P/480V3P | 0.1 | 10 | -10 | LBT20084 +/-10V 0.1A | LBT20084 | LBT20084-(-10)~10V-0.1/0.01/0.001/0.0001A-120CH-110V1P IV Module PN: 441978 Chassis Dimension(inch): 25W45D72H Single Phase Power Requirement: Voltage(VAC): 110 Max Power(VA): 1200 Max Current/Phase(A): 11 Circuit Breaker(A): 15 | Standing System | 15 | 4P5.08PHNX-F |  | 194922 |  | 120 | [7 empty] | YES | NO | NO | 0 | 0 | NO | NO | 4 | [5 empty] | 79100 | 762501
920436 | System-LBT20084-(-10)~10V-0.1/0.01/0.001/0.0001A-128CH-110V1P-V101 | LBT | 128 | 110V1P/208V3P/480V3P | 0.1 | 10 | -10 | LBT20084 +/-10V 0.1A | LBT20084 | LBT20084-(-10)~10V-0.1/0.01/0.001/0.0001A-128CH-110V1P IV Module PN: 441978 Chassis Dimension(inch): 25W45D72H Single Phase Power Requirement: Voltage(VAC): 110 Max Power(VA): 1200 Max Current/Phase(A): 11 Circuit Breaker(A): 15 | Standing System | 16 | 4P5.08PHNX-F |  | 194922 |  | 128 | [7 empty] | YES | NO | NO | 0 | 0 | NO | NO | 4 | [5 empty] | 83600 | 762130
920438 | System-LBT20084-(-5)~5V-0.2/0.01/0.001/0.0001A-24CH-110V1P-V101 | LBT | 24 | 110V1P/208V3P/480V3P | 0.2 | 5 | -5 | LBT20084 +/-5V 0.2A | LBT20084 | LBT20084-(-5)~5V-0.2/0.01/0.001/0.0001A-24CH-110V1P IV Module PN: 441976 Chassis Dimension(inch): 25W45D40H Single Phase Power Requirement: Voltage(VAC): 110 Max Power(VA): 1200 Max Current/Phase(A): 11 Circuit Breaker(A): 15 | Standing System | 3 | 4P5.08PHNX-F |  | 194922 |  | 24 | [7 empty] | YES | NO | NO | 0 | 0 | NO | NO | 4 | [5 empty] | 21700 | 762686
920440 | SYS-LBT20084-(-5)~5V-0.2/0.01/0.001/0.0001A-24CH-220V1P-V101 | LBT | 24 | 220V1P/380V3P | 0.2 | 5 | -5 | LBT20084 +/-5V 0.2A | LBT20084 | LBT20084-(-5)~5V-0.2/0.01/0.001/0.0001A-24CH-220V1P IV Module PN: 441976 Chassis Dimension(inch): 25W45D40H Single Phase Power Requirement: Voltage(VAC): 220 Max Power(VA): 1200 Max Current/Phase(A): 5 Circuit Breaker(A): 15 | Standing System | 3 | 4P5.08PHNX-F |  | 194922 |  | 24 | [7 empty] | YES | NO | NO | 0 | 0 | NO | NO | 4 | [5 empty] | 21700 | 762131
920442 | System-LBT20084-(-5)~5V-0.2/0.01/0.001/0.0001A-32CH-110V1P-V101 | LBT | 32 | 110V1P/208V3P/480V3P | 0.2 | 5 | -5 | LBT20084 +/-5V 0.2A | LBT20084 | LBT20084-(-5)~5V-0.2/0.01/0.001/0.0001A-32CH-110V1P IV Module PN: 441976 Chassis Dimension(inch): 25W45D40H Single Phase Power Requirement: Voltage(VAC): 110 Max Power(VA): 1200 Max Current/Phase(A): 11 Circuit Breaker(A): 15 | Standing System | 4 | 4P5.08PHNX-F |  | 194922 |  | 32 | [7 empty] | YES | NO | NO | 0 | 0 | NO | NO | 4 | [5 empty] | 26200 | 762132
920444 | System-LBT20084-(-5)~5V-0.2/0.01/0.001/0.0001A-32CH-220V1P-V101 | LBT | 32 | 220V1P/380V3P | 0.2 | 5 | -5 | LBT20084 +/-5V 0.2A | LBT20084 | LBT20084-(-5)~5V-0.2/0.01/0.001/0.0001A-32CH-220V1P IV Module PN: 441976 Chassis Dimension(inch): 25W45D40H Single Phase Power Requirement: Voltage(VAC): 220 Max Power(VA): 1200 Max Current/Phase(A): 5 Circuit Breaker(A): 15 | Standing System | 4 | 4P5.08PHNX-F |  | 194922 |  | 32 | [7 empty] | YES | NO | NO | 0 | 0 | NO | NO | 4 | [5 empty] | 26200 | 762282
920446 | System-LBT20084-(-5)~5V-0.2/0.01/0.001/0.0001A-40CH-110V1P-V101 | LBT | 40 | 110V1P/208V3P/480V3P | 0.2 | 5 | -5 | LBT20084 +/-5V 0.2A | LBT20084 | LBT20084-(-5)~5V-0.2/0.01/0.001/0.0001A-40CH-110V1P IV Module PN: 441976 Chassis Dimension(inch): 25W45D40H Single Phase Power Requirement: Voltage(VAC): 110 Max Power(VA): 1200 Max Current/Phase(A): 11 Circuit Breaker(A): 15 | Standing System | 5 | 4P5.08PHNX-F |  | 194922 |  | 40 | [7 empty] | YES | NO | NO | 0 | 0 | NO | NO | 4 | [5 empty] | 30700 | 762400
920448 | System-LBT20084-(-5)~5V-0.2/0.01/0.001/0.0001A-40CH-220V1P-V101 | LBT | 40 | 220V1P/380V3P | 0.2 | 5 | -5 | LBT20084 +/-5V 0.2A | LBT20084 | LBT20084-(-5)~5V-0.2/0.01/0.001/0.0001A-40CH-220V1P IV Module PN: 441976 Chassis Dimension(inch): 25W45D40H Single Phase Power Requirement: Voltage(VAC): 220 Max Power(VA): 1200 Max Current/Phase(A): 5 Circuit Breaker(A): 15 | Standing System | 5 | 4P5.08PHNX-F |  | 194922 |  | 40 | [7 empty] | YES | NO | NO | 0 | 0 | NO | NO | 4 | [5 empty] | 30700 | 762253
920450 | System-LBT20084-(-5)~5V-0.2/0.01/0.001/0.0001A-48CH-220V1P-V101 | LBT | 48 | 220V1P/380V3P | 0.2 | 5 | -5 | LBT20084 +/-5V 0.2A | LBT20084 | LBT20084-(-5)~5V-0.2/0.01/0.001/0.0001A-48CH-220V1P IV Module PN: 441976 Chassis Dimension(inch): 25W45D40H Single Phase Power Requirement: Voltage(VAC): 220 Max Power(VA): 1200 Max Current/Phase(A): 5 Circuit Breaker(A): 15 | Standing System | 6 | 4P5.08PHNX-F |  | 194922 |  | 48 | [7 empty] | YES | NO | NO | 0 | 0 | NO | NO | 4 | [5 empty] | 35200 | 762254
920452 | System-LBT20084-(-5)~5V-0.2/0.01/0.001/0.0001A-56CH-220V1P-V101 | LBT | 56 | 220V1P/380V3P | 0.2 | 5 | -5 | LBT20084 +/-5V 0.2A | LBT20084 | LBT20084-(-5)~5V-0.2/0.01/0.001/0.0001A-56CH-220V1P IV Module PN: 441976 Chassis Dimension(inch): 25W45D40H Single Phase Power Requirement: Voltage(VAC): 220 Max Power(VA): 1200 Max Current/Phase(A): 5 Circuit Breaker(A): 15 | Standing System | 7 | 4P5.08PHNX-F |  | 194922 |  | 56 | [7 empty] | YES | NO | NO | 0 | 0 | NO | NO | 4 | [5 empty] | 39700 | 762775
920454 | System-LBT20084-(-5)~5V-0.2/0.01/0.001/0.0001A-64CH-110V1P-V101 | LBT | 64 | 110V1P/208V3P/480V3P | 0.2 | 5 | -5 | LBT20084 +/-5V 0.2A | LBT20084 | LBT20084-(-5)~5V-0.2/0.01/0.001/0.0001A-64CH-110V1P IV Module PN: 441976 Chassis Dimension(inch): 25W45D51H Single Phase Power Requirement: Voltage(VAC): 110 Max Power(VA): 1200 Max Current/Phase(A): 11 Circuit Breaker(A): 15 | Standing System | 8 | 4P5.08PHNX-F |  | 194922 |  | 64 | [7 empty] | YES | NO | NO | 0 | 0 | NO | NO | 4 | [5 empty] | 45200 | 762255
920456 | System-LBT20084-(-5)~5V-0.2/0.01/0.001/0.0001A-64CH-220V1P-V101 | LBT | 64 | 220V1P/380V3P | 0.2 | 5 | -5 | LBT20084 +/-5V 0.2A | LBT20084 | LBT20084-(-5)~5V-0.2/0.01/0.001/0.0001A-64CH-220V1P IV Module PN: 441976 Chassis Dimension(inch): 25W45D51H Single Phase Power Requirement: Voltage(VAC): 220 Max Power(VA): 1200 Max Current/Phase(A): 5 Circuit Breaker(A): 15 | Standing System | 8 | 4P5.08PHNX-F |  | 194922 |  | 64 | [7 empty] | YES | NO | NO | 0 | 0 | NO | NO | 4 | [5 empty] | 45200 | 762256
920458 | System-LBT20084-(-5)~5V-0.2/0.01/0.001/0.0001A-72CH-220V1P-V101 | LBT | 72 | 220V1P/380V3P | 0.2 | 5 | -5 | LBT20084 +/-5V 0.2A | LBT20084 | LBT20084-(-5)~5V-0.2/0.01/0.001/0.0001A-72CH-220V1P IV Module PN: 441976 Chassis Dimension(inch): 25W45D51H Single Phase Power Requirement: Voltage(VAC): 220 Max Power(VA): 1200 Max Current/Phase(A): 5 Circuit Breaker(A): 15 | Standing System | 9 | 4P5.08PHNX-F |  | 194922 |  | 72 | [7 empty] | YES | NO | NO | 0 | 0 | NO | NO | 4 | [5 empty] | 49700 | 762502
920460 | System-LBT20084-(-5)~5V-0.2/0.01/0.001/0.0001A-80CH-110V1P-V101 | LBT | 80 | 110V1P/208V3P/480V3P | 0.2 | 5 | -5 | LBT20084 +/-5V 0.2A | LBT20084 | LBT20084-(-5)~5V-0.2/0.01/0.001/0.0001A-80CH-110V1P IV Module PN: 441976 Chassis Dimension(inch): 25W45D51H Single Phase Power Requirement: Voltage(VAC): 110 Max Power(VA): 1200 Max Current/Phase(A): 11 Circuit Breaker(A): 15 | Standing System | 10 | 4P5.08PHNX-F |  | 194922 |  | 80 | [7 empty] | YES | NO | NO | 0 | 0 | NO | NO | 4 | [5 empty] | 54200 | 762257
920462 | System-LBT20084-(-5)~5V-0.2/0.01/0.001/0.0001A-80CH-220V1P-V101 | LBT | 80 | 220V1P/380V3P | 0.2 | 5 | -5 | LBT20084 +/-5V 0.2A | LBT20084 | LBT20084-(-5)~5V-0.2/0.01/0.001/0.0001A-80CH-220V1P IV Module PN: 441976 Chassis Dimension(inch): 25W45D51H Single Phase Power Requirement: Voltage(VAC): 220 Max Power(VA): 1200 Max Current/Phase(A): 5 Circuit Breaker(A): 15 | Standing System | 10 | 4P5.08PHNX-F |  | 194922 |  | 80 | [7 empty] | YES | NO | NO | 0 | 0 | NO | NO | 4 | [5 empty] | 54200 | 762258
920464 | System-LBT20084-(-5)~5V-0.2/0.01/0.001/0.0001A-88CH-220V1P-V101 | LBT | 88 | 220V1P/380V3P | 0.2 | 5 | -5 | LBT20084 +/-5V 0.2A | LBT20084 | LBT20084-(-5)~5V-0.2/0.01/0.001/0.0001A-88CH-220V1P IV Module PN: 441976 Chassis Dimension(inch): 25W45D72H Single Phase Power Requirement: Voltage(VAC): 220 Max Power(VA): 1200 Max Current/Phase(A): 5 Circuit Breaker(A): 15 | Standing System | 11 | 4P5.08PHNX-F |  | 194922 |  | 88 | [7 empty] | YES | NO | NO | 0 | 0 | NO | NO | 4 | [5 empty] | 60400 | 762133
920466 | System-LBT20084-(-5)~5V-0.2/0.01/0.001/0.0001A-96CH-110V1P-V101 | LBT | 96 | 110V1P/208V3P/480V3P | 0.2 | 5 | -5 | LBT20084 +/-5V 0.2A | LBT20084 | LBT20084-(-5)~5V-0.2/0.01/0.001/0.0001A-96CH-110V1P IV Module PN: 441976 Chassis Dimension(inch): 25W45D72H Single Phase Power Requirement: Voltage(VAC): 110 Max Power(VA): 1200 Max Current/Phase(A): 11 Circuit Breaker(A): 15 | Standing System | 12 | 4P5.08PHNX-F |  | 194922 |  | 96 | [7 empty] | YES | NO | NO | 0 | 0 | NO | NO | 4 | [5 empty] | 64900 | 762401
920468 | System-LBT20084-(-5)~5V-0.2/0.01/0.001/0.0001A-96CH-220V1P-V101 | LBT | 96 | 220V1P/380V3P | 0.2 | 5 | -5 | LBT20084 +/-5V 0.2A | LBT20084 | LBT20084-(-5)~5V-0.2/0.01/0.001/0.0001A-96CH-220V1P IV Module PN: 441976 Chassis Dimension(inch): 25W45D72H Single Phase Power Requirement: Voltage(VAC): 220 Max Power(VA): 1200 Max Current/Phase(A): 5 Circuit Breaker(A): 15 | Standing System | 12 | 4P5.08PHNX-F |  | 194922 |  | 96 | [7 empty] | YES | NO | NO | 0 | 0 | NO | NO | 4 | [5 empty] | 64900 | 762259
920470 | System-LBT20084-(-5)~5V-0.2/0.01/0.001/0.0001A-104CH-220V1P-V101 | LBT | 104 | 220V1P/380V3P | 0.2 | 5 | -5 | LBT20084 +/-5V 0.2A | LBT20084 | LBT20084-(-5)~5V-0.2/0.01/0.001/0.0001A-104CH-220V1P IV Module PN: 441976 Chassis Dimension(inch): 25W45D72H Single Phase Power Requirement: Voltage(VAC): 220 Max Power(VA): 1200 Max Current/Phase(A): 5 Circuit Breaker(A): 15 | Standing System | 13 | 4P5.08PHNX-F |  | 194922 |  | 104 | [7 empty] | YES | NO | NO | 0 | 0 | NO | NO | 4 | [5 empty] | 69300 | 762260
920472 | System-LBT20084-(-5)~5V-0.2/0.01/0.001/0.0001A-112CH-220V1P-V101 | LBT | 112 | 220V1P/380V3P | 0.2 | 5 | -5 | LBT20084 +/-5V 0.2A | LBT20084 | LBT20084-(-5)~5V-0.2/0.01/0.001/0.0001A-112CH-220V1P IV Module PN: 441976 Chassis Dimension(inch): 25W45D72H Single Phase Power Requirement: Voltage(VAC): 220 Max Power(VA): 1200 Max Current/Phase(A): 5 Circuit Breaker(A): 15 | Standing System | 14 | 4P5.08PHNX-F |  | 194922 |  | 112 | [7 empty] | YES | NO | NO | 0 | 0 | NO | NO | 4 | [5 empty] | 74700 | 762402
920474 | System-LBT20084-(-5)~5V-0.2/0.01/0.001/0.0001A-120CH-220V1P-V101 | LBT | 120 | 220V1P/380V3P | 0.2 | 5 | -5 | LBT20084 +/-5V 0.2A | LBT20084 | LBT20084-(-5)~5V-0.2/0.01/0.001/0.0001A-120CH-220V1P IV Module PN: 463516 Chassis Dimension(inch): 25W45D72H Single Phase Power Requirement: Voltage(VAC): 220 Max Power(VA): 1043 Max Current/Phase(A): 5 Circuit Breaker(A): 15 | Standing System | 15 | 4P5.08PHNX-F |  | 194922 |  | 120 | [7 empty] | YES | NO | NO | 0 | 0 | NO | NO | 4 | [5 empty] | 79100 | 762134
920476 | System-LBT20084-(-5)~5V-0.2/0.01/0.001/0.0001A-128CH-110V1P-V101 | LBT | 128 | 110V1P/208V3P/480V3P | 0.2 | 5 | -5 | LBT20084 +/-5V 0.2A | LBT20084 | LBT20084-(-5)~5V-0.2/0.01/0.001/0.0001A-128CH-110V1P IV Module PN: 441976 Chassis Dimension(inch): 25W45D72H Single Phase Power Requirement: Voltage(VAC): 110 Max Power(VA): 1200 Max Current/Phase(A): 11 Circuit Breaker(A): 15 | Standing System | 16 | 4P5.08PHNX-F |  | 194922 |  | 128 | [7 empty] | YES | NO | NO | 0 | 0 | NO | NO | 4 | [5 empty] | 83600 | 762261
920478 | System-LBT20084-(-5)~5V-0.2/0.01/0.001/0.0001A-128CH-220V1P-V101 | LBT | 128 | 220V1P/380V3P | 0.2 | 5 | -5 | LBT20084 +/-5V 0.2A | LBT20084 | LBT20084-(-5)~5V-0.2/0.01/0.001/0.0001A-128CH-220V1P IV Module PN: 441976 Chassis Dimension(inch): 25W45D72H Single Phase Power Requirement: Voltage(VAC): 220 Max Power(VA): 1200 Max Current/Phase(A): 5 Circuit Breaker(A): 15 | Standing System | 16 | 4P5.08PHNX-F |  | 194922 |  | 128 | [7 empty] | YES | NO | NO | 0 | 0 | NO | NO | 4 | [5 empty] | 83600 | 762687
920480 | System-HS21044-0~5V-10/0.5/0.02/0.001A-16CH-110V1P-V101 | HS | 16 | 110V1P/208V3P/480V3P | 10 | 5 | 0 | HS21044 5V 10A | HS21044 |  |  | 4 | 4P5.08PHNX-F |  | 306170 |  | 16 | [7 empty] | YES | NO | NO | 0 | 0 | YES | NO | 4 | [5 empty] | 49500 | 762135
920482 | System-HS21044-(-5)~5V-5/0.5/0.02/0.001A-20CH-220V1P-V101 | HS | 20 | 220V1P/380V3P | 5 | 5 | -5 | HS21044 +/-5V 5A | HS21044 |  |  | 5 | 4P5.08PHNX-F |  | 306170 |  | 20 | [7 empty] | YES | NO | NO | 0 | 0 | YES | NO | 4 | [5 empty] | 59400 | 762584
920484 | System-LBT20162-(-5)~5V-0.1/0.01/0/0A-192CH-110V1P-V101 | LBT | 192 | 110V1P/208V3P/480V3P | 0.1 | 5 | -5 | LBT20162 +/-5V 0.1A | LBT20162 | LBT20162-(-5)~5V-0.1/0.01/0/0A-192CH-110V1P IV Module PN: 443894 Chassis Dimension(inch): 25W45D72H Single Phase Power Requirement: Voltage(VAC): 110 Max Power(VA): 1200 Max Current/Phase(A): 11 Circuit Breaker(A): 15 | Standing System | 12 | 16P3.81PHNX-F |  | 381546 |  | 48 | [7 empty] | YES | NO | NO | 0 | 0 | NO | NO | 2 | [5 empty] | 72700 | 762136
920486 | System-LBT20162-(-5)~5V-0.1/0.01/0/0A-256CH-110V1P-V101 | LBT | 256 | 110V1P/208V3P/480V3P | 0.1 | 5 | -5 | LBT20162 +/-5V 0.1A | LBT20162 | LBT20162-(-5)~5V-0.1/0.01/0/0A-256CH-110V1P IV Module PN: 443894 Chassis Dimension(inch): 25W45D72H Single Phase Power Requirement: Voltage(VAC): 110 Max Power(VA): 1200 Max Current/Phase(A): 11 Circuit Breaker(A): 15 | Standing System | 16 | 16P3.81PHNX-F |  | 381546 |  | 64 | [7 empty] | YES | NO | NO | 0 | 0 | NO | NO | 2 | [5 empty] | 94100 | 762262
920514 | System-LBT21084UC-0~5V-10/0.5/0.02/0.001A-72CH-208V3P-V101 | LBT | 72 | 110V1P/208V3P/480V3P | 10 | 5 | 0 | LBT21084 5V 10A | LBT21084UC | LBT21084UC-0~5V-10/0.5/0.02/0.001A-72CH-208V3P IV Module PN: 441968 Chassis Dimension(inch): 25W45D51H Three Phase Power Requirement: Voltage(VAC): 208 Max Power(VA): 7950 Max Current/Phase(A): 24 Circuit Breaker(A): 30 | Standing System | 9 | 4P5.08PHNX-F |  | 306170 |  | 72 | [7 empty] | YES | NO | NO | 0 | 0 | NO | NO | 4 | [5 empty] | 62100 | 764484
920518 | System-LBT21084UC-0~5V-5/0.5/0.02/0.001A-104CH-208V3P-V101 | LBT | 104 | 110V1P/208V3P/480V3P | 5 | 5 | 0 | LBT21084 5V 5A | LBT21084UC | LBT21084UC-0~5V-5/0.5/0.02/0.001A-104CH-208V3P IV Module PN: 441970 Chassis Dimension(inch): 25W45D72H Three Phase Power Requirement: Voltage(VAC): 208 Max Power(VA): 6075 Max Current/Phase(A): 24 Circuit Breaker(A): 30 | Standing System | 13 | 4P5.08PHNX-F |  | 306170 |  | 104 | [7 empty] | YES | NO | NO | 0 | 0 | NO | NO | 4 | [5 empty] | 78800 | 764985
920530 | System-LBT21014-0~5V-300/50/5/0.5A-8CH-480V3P-V101 | LBT | 8 | 110V1P/208V3P/480V3P | 300 | 5 | 0 | LBT21014 5V 300A | LBT21014 | System-LBT21014-0~5V-300/50/5/0.5A-8CH-480V3P-920530 Chassis Dimension (inch): 38W45D51H Single Phase Power Requirement: Voltage(VAC): 220 Max Power(VA): 2000 Max Current/Phase(A): 9 Circuit Breaker(A): 15 Three Phase Power Requirement: Voltage(VAC): 480 Max Power(VA): 32143 Max Current/Phase(A): 39 Circuit Breaker(A): 50 | Standing System | 8 | Lug | 2P5.08PHNX-F | 304826 | 306130 | 16 | 8 | [6 empty] | YES | NO | NO | 0 | 0 | NO | NO | 4 | [5 empty] | 87900 | 766188
920536 | System-LBT21084HC-0~20V-10/0.5/0.02/0.001A-16CH-208V3P-V101 | LBT | 16 | 110V1P/208V3P/480V3P | 10 | 20 | 0 | LBT21084 20V 10A | LBT21084HC | System-LBT21084HC-0~20V-10/0.5/0.02/0.001A-16CH-208V3P-920536 Chassis Dimension (inch): 25W45D40H Three Phase Power Requirement: Voltage(VAC): 208 Max Power(VA): 5700 Max Current/Phase(A): 16 Circuit Breaker(A): 20 | Standing System | 2 | 8P10.16PHNX-F | 8P3.81PHNX-F | 374578 | 136858 | 4 | 4 | [6 empty] | YES | NO | NO | 0 | 0 | NO | NO | 4 | [5 empty] | 27800 | 767196
920542 | LBT22023MC-0~40V-20/2/0.1/0A-12CH-380V3P | LBT | 12 | 220V1P/380V3P | 20 | 40 | 0 | LBT22023 40V 20A | LBT22023 | LBT22023MC-0~40V-20/2/0.1/0A-12CH-380V3P IV Module PN: 430150 Chassis Dimension(inch): 35W39D51H Single Phase Power Requirement: Voltage(VAC): 220 Max Power(VA): 1152 Max Current/Phase(A): 6 Circuit Breaker(A): 15 Three Phase Power Requirement: Voltage(VAC):380 Max Power(VA): 19620 Max Current/Phase(A): 30 Circuit Breaker(A): 50 | Standing System | 12 | 4P7.62PHNX-F |  | 400930 |  | 12 | [7 empty] | YES | NO | NO | 0 | 0 | NO | NO | 3 | [5 empty] | 51200 | 768197
920544 | System-LBT21014-0~5V-500/50/5/0.5A-5CH-208V3P-V101 | LBT | 5 | 110V1P/208V3P/480V3P | 500 | 5 | 0 | LBT21014 5V 500A | LBT21014 | System-LBT21014-0~5V-500/50/5/0.5A-5CH-208V3P-920544 Chassis Dimension (inch): 38W45D51H Three Phase Power Requirement: Voltage(VAC): 208 Max Power(VA): 34683 Max Current/Phase(A): 97 Circuit Breaker(A): 125 | Standing System | 5 | Lug | 2P5.08PHNX-F | 304826 | 306130 | 10 | 5 | [6 empty] | YES | NO | NO | 0 | 0 | NO | NO | 4 | [5 empty] | 84300 | 768501
920546 | System-LBT21162-0~5V-5/0.5/0/0A-160CH-380V3P(N)-V101 | LBT | 160 | 220V1P/380V3P | 5 | 5 | 0 | LBT21162 5V 5A | LBT21162 | LBT21162-0~5V-5/0.5/0/0A-160CH-380V3P(N) IV Module PN: 430686 Chassis Dimension(inch): 25W45D72H Three Phase Power Requirement: Voltage(VAC): 380 Max Power(VA): 8700 Max Current/Phase(A): 20 Circuit Breaker(A): 30 *Neutral Line Required | Standing System | 10 | 16P3.81PHNX-F |  | 381546 |  | 40 | [7 empty] | YES | NO | NO | 0 | 0 | NO | NO | 2 | [5 empty] | 77100 | 768701
920550 | System-LBT21162-0~5V-5/0.5/0/0A-240CH-208V3P-V101 | LBT | 240 | 110V1P/208V3P/480V3P | 5 | 5 | 0 | LBT21162 5V 5A | LBT21162 | LBT21162-0~5V-5/0.5/0/0A-240CH-208V3P IV Module PN: 430686 Chassis Dimension(inch): 25W45D72H Three Phase Power Requirement: Voltage(VAC): 208 Max Power(VA): 11250 Max Current/Phase(A): 32 Circuit Breaker(A): 50 | Standing System | 15 | 16P3.81PHNX-F |  | 381546 |  | 60 | [7 empty] | YES | NO | NO | 0 | 0 | NO | NO | 2 | [5 empty] | 113000 | 768901
920552 | System-LBT21084UC-(-5)~5V-1/0.05/0.002/0.0001A-80CH-110V1P-V101 | LBT | 80 | 110V1P/208V3P/480V3P | 1 | 5 | -5 | LBT21084 +/-5V 1A | LBT21084UC | LBT21084UC-(-5)~5V-1/0.05/0.002/0.0001A-80CH-110V1P IV Module PN: 441972 Chassis Dimension(inch): 25W45D51H Single Phase Power Requirement: Voltage(VAC): 110 Max Power(VA): 1950 Max Current/Phase(A): 18 Circuit Breaker(A): 20 | Standing System | 10 | 4P5.08PHNX-F |  | 306170 |  | 80 | [7 empty] | YES | NO | NO | 0 | 0 | NO | NO | 4 | [5 empty] | 54400 | 769601
920554 | System-LBT21162-0~5V-5/0.5/0/0A-128CH-208V3P-V101 | LBT | 128 | 110V1P/208V3P/480V3P | 5 | 5 | 0 | LBT21162 5V 5A | LBT21162 | LBT21162-0~5V-5/0.5/0/0A-128CH-208V3P IV Module PN: 430686 Chassis Dimension(inch): 25W45D51H Three Phase Power Requirement: Voltage(VAC): 208 Max Power(VA): 7200 Max Current/Phase(A): 24 Circuit Breaker(A): 30 | Standing System | 8 | 16P3.81PHNX-F |  | 381546 |  | 32 | [7 empty] | YES | NO | NO | 0 | 0 | NO | NO | 2 | [5 empty] | 62200 | 769701
920556 | System-LBT21162-0~5V-5/0.5/0/0A-144CH-208V3P-V101 | LBT | 144 | 110V1P/208V3P/480V3P | 5 | 5 | 0 | LBT21162 5V 5A | LBT21162 | LBT21162-0~5V-5/0.5/0/0A-144CH-208V3P IV Module PN: 430686 Chassis Dimension(inch): 25W45D51H Three Phase Power Requirement: Voltage(VAC): 208 Max Power(VA): 7950 Max Current/Phase(A): 24 Circuit Breaker(A): 30 | Standing System | 9 | 16P3.81PHNX-F |  | 381546 |  | 36 | [7 empty] | YES | NO | NO | 0 | 0 | NO | NO | 2 | [5 empty] | 68800 | 769801
920558 | System-LBT21084HC-(-5)~5V-10/0.5/0.02/0.001A-48CH-208V3P-V101 | LBT | 48 | 110V1P/208V3P/480V3P | 10 | 5 | -5 | LBT21084 +/-5V 10A | LBT21084HC | System-LBT21084HC-(-5)~5V-10/0.5/0.02/0.001A-48CH-208V3P-920558 Chassis Dimension (inch): 25W45D72H Three Phase Power Requirement: Voltage(VAC): 208 Max Power(VA): 7629 Max Current/Phase(A): 22 Circuit Breaker(A): 30 | Standing System | 6 | 8P10.16PHNX-F | 8P3.81PHNX-F | 374578 | 136858 | 12 | 12 | [6 empty] | YES | NO | NO | 0 | 0 | NO | NO | 4 | [5 empty] | 53800 | 769901
920560 | System-LBT21084UC-(-5)~5V-5/0.5/0.02/0.001A-32CH-110V1P-V101 | LBT | 32 | 110V1P/208V3P/480V3P | 5 | 5 | -5 | LBT21084 +/-5V 5A | LBT21084UC | LBT21084UC-(-5)~5V-5/0.5/0.02/0.001A-32CH-110V1P IV Module PN: 463526 Chassis Dimension(inch): 25W45D40H Single Phase Power Requirement: Voltage(VAC): 110 Max Power(VA): 1728 Max Current/Phase(A): 16 Circuit Breaker(A): 20 | Standing System | 4 | 4P5.08PHNX-F |  | 306170 |  | 32 | [7 empty] | YES | NO | NO | 0 | 0 | NO | NO | 4 | [5 empty] | 29200 | 770302
920562 | System-LBT21014-0~5V-300/50/5/0.5A-10CH-208V3P-V101 | LBT | 10 | 110V1P/208V3P/480V3P | 300 | 5 | 0 | LBT21014 5V 300A | LBT21014 | System-LBT21014-0~5V-300/50/5/0.5A-10CH-208V3P-920562 Chassis Dimension (inch): 38W45D61H Three Phase Power Requirement: Voltage(VAC): 208 Max Power(VA): 41379 Max Current/Phase(A): 115 Circuit Breaker(A): 160 | Standing System | 10 | Lug | 2P5.08PHNX-F | 304826 | 306130 | 20 | 10 | [6 empty] | YES | NO | NO | 0 | 0 | NO | NO | 4 | [5 empty] | 109000 | 770402
920566 | System-LBT21084UC-(-5)~5V-1/0.05/0.002/0.0001A-48CH-110V1P-V101 | LBT | 48 | 110V1P/208V3P/480V3P | 1 | 5 | -5 | LBT21084 +/-5V 1A | LBT21084UC | SYS-LBT21084UC-(-5)~5V-1/0.05/0.002/0.0001A-48CH-110V1P IV Module PN: 463524 Chassis Dimension(inch): 25W45D40H Single Phase Power Requirement: Voltage(VAC): 110 Max Power(VA): 792 Max Current/Phase(A): 7.2 Circuit Breaker(A): 16 | Standing System | 6 | 4P5.08PHNX-F |  | 306170 |  | 48 | [7 empty] | YES | NO | NO | 0 | 0 | NO | NO | 4 | [5 empty] | 36000 | 771203
920568 | System-LBT21084UC-0~5V-5/0.5/0.02/0.001A-56CH-220V1P-V101 | LBT | 56 | 220V1P/380V3P | 5 | 5 | 0 | LBT21084 5V 5A | LBT21084UC | LBT21084UC-0~5V-5/0.5/0.02/0.001A-56CH-220V1P IV Module PN: 441970 Chassis Dimension(inch): 25W45D51H Single Phase Power Requirement: Voltage(VAC): 220 Max Power(VA): 3825 Max Current/Phase(A): 17 Circuit Breaker(A): 20 | Standing System | 7 | 4P5.08PHNX-F |  | 306170 |  | 56 | [7 empty] | YES | NO | NO | 0 | 0 | NO | NO | 4 | [5 empty] | 45800 | 771303
920570 | System-LBT21084UC-0~5V-5/0.5/0.02/0.001A-72CH-220V1P-V101 | LBT | 72 | 220V1P/380V3P | 5 | 5 | 0 | LBT21084 5V 5A | LBT21084UC | LBT21084UC-0~5V-5/0.5/0.02/0.001A-72CH-220V1P IV Module PN: 441970 Chassis Dimension(inch): 25W45D51H Single Phase Power Requirement: Voltage(VAC): 220 Max Power(VA): 4575 Max Current/Phase(A): 21 Circuit Breaker(A): 30 | Standing System | 9 | 4P5.08PHNX-F |  | 306170 |  | 72 | [7 empty] | YES | NO | NO | 0 | 0 | NO | NO | 4 | [5 empty] | 55900 | 771403
920572 | System-LBT21084UC-0~5V-5/0.5/0.02/0.001A-72CH-208V3P-V101 | LBT | 72 | 110V1P/208V3P/480V3P | 5 | 5 | 0 | LBT21084 5V 5A | LBT21084UC | LBT21084UC-0~5V-5/0.5/0.02/0.001A-72CH-208V3P IV Module PN: 441970 Chassis Dimension(inch): 25W45D51H Three Phase Power Requirement: Voltage(VAC): 208 Max Power(VA): 4575 Max Current/Phase(A): 22 Circuit Breaker(A): 30 | Standing System | 9 | 4P5.08PHNX-F |  | 306170 |  | 72 | [7 empty] | YES | NO | NO | 0 | 0 | NO | NO | 4 | [5 empty] | 55900 | 771503
920576 | System-HS21044-0~10V-5/0.5/0.02/0.001A-4CH-220V1P-V101 | HS | 4 | 220V1P/380V3P | 5 | 10 | 0 | HS21044 10V 5A | HS21044 |  |  | 1 | 4P5.08PHNX-F |  | 306170 |  | 4 | [7 empty] | YES | NO | NO | 0 | 0 | YES | NO | 4 | [5 empty] | 12500 | 771703
920578 | System-LBT21084UC-0~5V-5/0.5/0.02/0.001A-96CH-220V1P-V101 | LBT | 96 | 220V1P/380V3P | 5 | 5 | 0 | LBT21084 5V 5A | LBT21084UC | LBT21084UC-0~5V-5/0.5/0.02/0.001A-96CH-220V1P IV Module PN: 441970 Chassis Dimension(inch): 25W45D72H Single Phase Power Requirement: Voltage(VAC): 220 Max Power(VA): 5700 Max Current/Phase(A): 26 Circuit Breaker(A): 30 | Standing System | 12 | 4P5.08PHNX-F |  | 306170 |  | 96 | [7 empty] | YES | NO | NO | 0 | 0 | NO | NO | 4 | [5 empty] | 72200 | 771803
920582 | System-LBT21084UC-(-5)~5V-1/0.05/0.002/0.0001A-128CH-230V1P-V101 | LBT | 128 | 220V1P/380V3P | 1 | 5 | -5 | LBT21084 +/-5V 1A | LBT21084UC | LBT21084UC-(-5)~5V-1/0.05/0.002/0.0001A-128CH-230V1P IV Module PN: 441972 Chassis Dimension(inch): 25W45D72H Single Phase Power Requirement: Voltage(VAC): 230 Max Power(VA): 2110 Max Current/Phase(A): 9.2 Circuit Breaker(A): 16 | Standing System | 16 | 4P5.08PHNX-F |  | 306170 |  | 128 | [7 empty] | YES | NO | NO | 0 | 0 | NO | NO | 4 | [5 empty] | 84700 | 775308
920586 | System-LBT21084UC-0~5V-10/0.5/0.02/0.001A-64CH-208V3P-V101 | LBT | 64 | 110V1P/208V3P/480V3P | 10 | 5 | 0 | LBT21084 5V 10A | LBT21084UC | LBT21084UC-0~5V-10/0.5/0.02/0.001A-64CH-208V3P IV Module PN: 441968 Chassis Dimension(inch): 25W45D51H Three Phase Power Requirement: Voltage(VAC): 208 Max Power(VA): 7200 Max Current/Phase(A): 24 Circuit Breaker(A): 30 | Standing System | 8 | 4P5.08PHNX-F |  | 306170 |  | 64 | [7 empty] | YES | NO | NO | 0 | 0 | NO | NO | 4 | [5 empty] | 56200 | 777310
920588 | LBT22023MC-0~40V-20/2/0.1/0A-24CH-480V3P | LBT | 24 | 110V1P/208V3P/480V3P | 20 | 40 | 0 | LBT22023 40V 20A | LBT22023 | LBT22023MC-0~40V-20/2/0.1/0A-24CH-480V3P IV Module PN: 430150 Chassis Dimension(inch): 35W39D72H Single Phase Power Requirement: Voltage(VAC): 220 Max Power(VA): 1728 Max Current/Phase(A): 8 Circuit Breaker(A): 15 Three Phase Power Requirement: Voltage(VAC):480 Max Power(VA): 37440 Max Current/Phase(A): 46 Circuit Breaker(A): 63 | Standing System | 24 | 4P7.62PHNX-F |  | 400930 |  | 24 | [7 empty] | YES | NO | NO | 0 | 0 | NO | NO | 3 | [5 empty] | 93000 | 777910
920590 | LBT22023MC-0~40V-20/2/0.1/0A-12CH-208V3P | LBT | 12 | 110V1P/208V3P/480V3P | 20 | 40 | 0 | LBT22023 40V 20A | LBT22023 | LBT22023MC-0~40V-20/2/0.1/0A-12CH-208V3P IV Module PN: 430150 Chassis Dimension(inch): 35W39D51H Three Phase Power Requirement: Voltage(VAC): 208 Max Power(VA): 20772 Max Current/Phase(A): 58 Circuit Breaker(A): 80 | Standing System | 12 | 4P7.62PHNX-F |  | 400930 |  | 12 | [7 empty] | YES | NO | NO | 0 | 0 | NO | NO | 3 | [5 empty] | 55400 | 778010
920596 | System-LBT21084HC-(-5)~5V-10/0.5/0.02/0.001A-128CH-380V3P-V101 | LBT | 128 | 220V1P/380V3P | 10 | 5 | -5 | LBT21084 +/-5V 10A | LBT21084HC | System-LBT21084HC-(-5)~5V-10/0.5/0.02/0.001A-128CH-380V3P-920596 Chassis Dimension (inch): 38W45D72H Single Phase Power Requirement: Voltage(VAC): 220 Max Power(VA): 4000 Max Current/Phase(A): 18 Circuit Breaker(A): 20 Three Phase Power Requirement: Voltage(VAC): 380 Max Power(VA): 17143 Max Current/Phase(A): 27 Circuit Breaker(A): 30 | Standing System | 16 | 8P10.16PHNX-F | 8P3.81PHNX-F | 374578 | 136858 | 32 | 32 | [6 empty] | YES | NO | NO | 0 | 0 | NO | NO | 4 | [5 empty] | 129397 | 778410
920598 | System-LBT21162-0~5V-5/0.5/0/0A-224CH-380V3P(N)-V101 | LBT | 224 | 220V1P/380V3P | 5 | 5 | 0 | LBT21162 5V 5A | LBT21162 | LBT21162-0~5V-5/0.5/0/0A-224CH-380V3P(N) IV Module PN: 430686 Chassis Dimension(inch): 25W45D72H Three Phase Power Requirement: Voltage(VAC): 380 Max Power(VA): 12900 Max Current/Phase(A): 23 Circuit Breaker(A): 30 *Neutral Line Required | Standing System | 14 | 16P3.81PHNX-F |  | 381546 |  | 56 | [7 empty] | YES | NO | NO | 0 | 0 | NO | NO | 2 | [5 empty] | 106000 | 778411
920600 | System-LBT21162-(-5)~5V-1/0.1/0/0A-224CH-208V3P-V101 | LBT | 224 | 110V1P/208V3P/480V3P | 1 | 5 | -5 | LBT21162 +/-5V 1A | LBT21162 | LBT21162-(-5)~5V-1/0.1/0/0A-224CH-208V3P IV Module PN: 442946 Chassis Dimension(inch): 25W45D72H Three Phase Power Requirement: Voltage(VAC): 208 Max Power(VA): 4500 Max Current/Phase(A): 22 Circuit Breaker(A): 30 | Standing System | 14 | 16P3.81PHNX-F |  | 381546 |  | 56 | [7 empty] | YES | NO | NO | 0 | 0 | NO | NO | 2 | [5 empty] | 89900 | 778610
920602 | System-LBT21162-0~5V-5/0.5/0/0A-224CH-208V3P-V101 | LBT | 224 | 110V1P/208V3P/480V3P | 5 | 5 | 0 | LBT21162 5V 5A | LBT21162 | LBT21162-0~5V-5/0.5/0/0A-224CH-208V3P IV Module PN: 430686 Chassis Dimension(inch): 25W45D72H Three Phase Power Requirement: Voltage(VAC): 208 Max Power(VA): 12900 Max Current/Phase(A): 40 Circuit Breaker(A): 50 | Standing System | 14 | 16P3.81PHNX-F |  | 381546 |  | 56 | [7 empty] | YES | NO | NO | 0 | 0 | NO | NO | 2 | [5 empty] | 106000 | 778710
920604 | System-LBT21084UC-0~5V-5/0.5/0.02/0.001A-128CH-208V3P-V101 | LBT | 128 | 110V1P/208V3P/480V3P | 5 | 5 | 0 | LBT21084 5V 5A | LBT21084UC | LBT21084UC-0~5V-5/0.5/0.02/0.001A-128CH-208V3P IV Module PN: 463526 Chassis Dimension(inch): 25W45D72H Three Phase Power Requirement: Voltage(VAC): 208 Max Power(VA): 6910 Max Current/Phase(A): 21 Circuit Breaker(A): 32 | Standing System | 16 | 4P5.08PHNX-F |  | 306170 |  | 128 | [7 empty] | YES | NO | NO | 0 | 0 | NO | NO | 4 | [5 empty] | 93300 | 778810
920606 | LBT22043HC-0~25V-20/2/0.1/0A-28CH-380V3P | LBT | 28 | 220V1P/380V3P | 20 | 25 | 0 | LBT22043 25V 20A | LBT22043 | LBT22043HC-0~25V-20/2/0.1/0A-28CH-380V3P IV Module PN: 412626 Chassis Dimension(inch): 35W39D51H Single Phase Power Requirement: Voltage(VAC): 220 Max Power(VA): 1152 Max Current/Phase(A): 6 Circuit Breaker(A): 15 Three Phase Power Requirement: Voltage(VAC):380 Max Power(VA): 35400 Max Current/Phase(A): 54 Circuit Breaker(A): 63 | Standing System | 28 | 4P7.62PHNX-F |  | 400930 |  | 28 | [7 empty] | YES | NO | NO | 0 | 0 | NO | NO | 3 | [5 empty] | 72800 | 778910
920608 | System-LBT21024-0~5V-250/50/5/0.5A-8CH-208V3P-V101 | LBT | 8 | 110V1P/208V3P/480V3P | 250 | 5 | 0 | LBT21024 5V 250A | LBT21024 | System-LBT21024-0~5V-250/50/5/0.5A-8CH-208V3P-920608 Chassis Dimension (inch): 25W45D72H Three Phase Power Requirement: Voltage(VAC): 208 Max Power(VA): 27986 Max Current/Phase(A): 78 Circuit Breaker(A): 100 | Standing System | 4 | Lug | 2P5.08PHNX-F | 304826 | 306130 | 16 | 8 | [6 empty] | YES | NO | NO | 0 | 0 | NO | NO | 4 | [5 empty] | 70400 | 779410
920610 | LBT22023HC-0~25V-50/5/0.1/0A-10CH-380V3P | LBT | 10 | 220V1P/380V3P | 50 | 25 | 0 | LBT22023 25V 50A | LBT22023 | LBT22023HC-0~25V-50/5/0.1/0A-10CH-380V3P IV Module PN: 430138 Chassis Dimension(inch): 35W39D51H Single Phase Power Requirement: Voltage(VAC): 220 Max Power(VA): 1152 Max Current/Phase(A): 6 Circuit Breaker(A): 15 Three Phase Power Requirement: Voltage(VAC):380 Max Power(VA): 35400 Max Current/Phase(A): 54 Circuit Breaker(A): 63 | Standing System | 10 | Lug | 2P5.08PHNX-F | 304826 | 306130 | 20 | 10 | [6 empty] | YES | NO | NO | 0 | 0 | NO | NO | 3 | [5 empty] | 49800 | 779611
920612 | LBT22023HC-0~25V-50/5/0.1/0A-20CH-380V3P | LBT | 20 | 220V1P/380V3P | 50 | 25 | 0 | LBT22023 25V 50A | LBT22023 | LBT22023HC-0~25V-50/5/0.1/0A-20CH-380V3P IV Module PN: 430138 Chassis Dimension(inch): 35W39D51H Single Phase Power Requirement: Voltage(VAC): 220 Max Power(VA): 1728 Max Current/Phase(A): 8 Circuit Breaker(A): 15 Three Phase Power Requirement: Voltage(VAC):380 Max Power(VA): 54000 Max Current/Phase(A): 83 Circuit Breaker(A): 100 | Standing System | 20 | Lug | 2P5.08PHNX-F | 304826 | 306130 | 40 | 20 | [6 empty] | YES | NO | NO | 0 | 0 | NO | NO | 3 | [5 empty] | 85700 | 779711
920614 | SYS-LBT21084UC-0~5V-10/0.5/0.02/0.001A-120CH-380V3P(N)-V101 | LBT | 120 | 220V1P/380V3P | 10 | 5 | 0 | LBT21084 5V 10A | LBT21084UC | LBT21084UC-0~5V-10/0.5/0.02/0.001A-120CH-380V3P(N) IV Module PN: 441968 Chassis Dimension(inch): 25W45D72H Three Phase Power Requirement: Voltage(VAC): 380 Max Power(VA): 12450 Max Current/Phase(A): 23 Circuit Breaker(A): 30 *Neutral Line Required | Standing System | 15 | 4P5.08PHNX-F |  | 306170 |  | 120 | [7 empty] | YES | NO | NO | 0 | 0 | NO | NO | 4 | [5 empty] | 99700 | 779913
920622 | System-LBT21084UC-(-5)~5V-5/0.5/0.02/0.001A-64CH-208V3P-V101 | LBT | 64 | 110V1P/208V3P/480V3P | 5 | 5 | -5 | LBT21084 +/-5V 5A | LBT21084UC | LBT21084UC-(-5)~5V-5/0.5/0.02/0.001A-64CH-208V3P IV Module PN: 441970 Chassis Dimension(inch): 25W45D51H Three Phase Power Requirement: Voltage(VAC): 208 Max Power(VA): 4200 Max Current/Phase(A): 22 Circuit Breaker(A): 30 | Standing System | 8 | 4P5.08PHNX-F |  | 306170 |  | 64 | [7 empty] | YES | NO | NO | 0 | 0 | NO | NO | 4 | [5 empty] | 51200 | 781412
920642 | System-LBT21084UC-0~5V-10/0.5/0.02/0.001A-96CH-380V3P(N)-V101 | LBT | 96 | 220V1P/380V3P | 10 | 5 | 0 | LBT21084 5V 10A | LBT21084UC | LBT21084UC-0~5V-10/0.5/0.02/0.001A-96CH-380V3P(N) IV Module PN: 441968 Chassis Dimension(inch): 25W45D72H Three Phase Power Requirement: Voltage(VAC): 380 Max Power(VA): 10200 Max Current/Phase(A): 20 Circuit Breaker(A): 30 *Neutral Line Required | Standing System | 12 | 4P5.08PHNX-F |  | 306170 |  | 96 | [7 empty] | YES | NO | NO | 0 | 0 | NO | NO | 4 | [5 empty] | 81400 | 783012
920644 | System-LBT21084UC-0~5V-10/0.5/0.02/0.001A-104CH-380V3P(N)-V101 | LBT | 104 | 220V1P/380V3P | 10 | 5 | 0 | LBT21084 5V 10A | LBT21084UC | LBT21084UC-0~5V-10/0.5/0.02/0.001A-104CH-380V3P(N) IV Module PN: 441968 Chassis Dimension(inch): 25W45D72H Three Phase Power Requirement: Voltage(VAC): 380 Max Power(VA): 10950 Max Current/Phase(A): 23 Circuit Breaker(A): 30 *Neutral Line Required | Standing System | 13 | 4P5.08PHNX-F |  | 306170 |  | 104 | [7 empty] | YES | NO | NO | 0 | 0 | NO | NO | 4 | [5 empty] | 88000 | 783112
920646 | System-LBT21084UC-0~5V-10/0.5/0.02/0.001A-88CH-380V3P(N)-V101 | LBT | 88 | 220V1P/380V3P | 10 | 5 | 0 | LBT21084 5V 10A | LBT21084UC | LBT21084UC-0~5V-10/0.5/0.02/0.001A-88CH-380V3P(N) IV Module PN: 441968 Chassis Dimension(inch): 25W45D72H Three Phase Power Requirement: Voltage(VAC): 380 Max Power(VA): 9450 Max Current/Phase(A): 20 Circuit Breaker(A): 30 *Neutral Line Required | Standing System | 11 | 4P5.08PHNX-F |  | 306170 |  | 88 | [7 empty] | YES | NO | NO | 0 | 0 | NO | NO | 4 | [5 empty] | 75500 | 783013
920648 | System-LBT21084UC-0~5V-10/0.5/0.02/0.001A-112CH-380V3P(N)-V101 | LBT | 112 | 220V1P/380V3P | 10 | 5 | 0 | LBT21084 5V 10A | LBT21084UC | LBT21084UC-0~5V-10/0.5/0.02/0.001A-112CH-380V3P(N) IV Module PN: 441968 Chassis Dimension(inch): 25W45D72H Three Phase Power Requirement: Voltage(VAC): 380 Max Power(VA): 11700 Max Current/Phase(A): 23 Circuit Breaker(A): 30 *Neutral Line Required | Standing System | 14 | 4P5.08PHNX-F |  | 306170 |  | 112 | [7 empty] | YES | NO | NO | 0 | 0 | NO | NO | 4 | [5 empty] | 93900 | 783212
920650 | System-LBT21162-0~5V-5/0.5/0/0A-240CH-380V3P(N)-V101 | LBT | 240 | 220V1P/380V3P | 5 | 5 | 0 | LBT21162 5V 5A | LBT21162 | LBT21162-0~5V-5/0.5/0/0A-240CH-380V3P(N) IV Module PN: 430686 Chassis Dimension(inch): 25W45D72H Three Phase Power Requirement: Voltage(VAC): 380 Max Power(VA): 13650 Max Current/Phase(A): 23 Circuit Breaker(A): 30 *Neutral Line Required | Standing System | 15 | 16P3.81PHNX-F |  | 381546 |  | 60 | [7 empty] | YES | NO | NO | 0 | 0 | NO | NO | 2 | [5 empty] | 113000 | 783312
920664 | System-LBT21162-(-5)~5V-1/0.1/0/0A-192CH-220V1P-V101 | LBT | 192 | 220V1P/380V3P | 1 | 5 | -5 | LBT21162 +/-5V 1A | LBT21162 | LBT21162-(-5)~5V-1/0.1/0/0A-192CH-220V1P IV Module PN: 442946 Chassis Dimension(inch): 25W45D72H Single Phase Power Requirement: Voltage(VAC): 220 Max Power(VA): 3000 Max Current/Phase(A): 14 Circuit Breaker(A): 15 | Standing System | 12 | 16P3.81PHNX-F |  | 381546 |  | 48 | [7 empty] | YES | NO | NO | 0 | 0 | NO | NO | 2 | [5 empty] | 77300 | 783713
920684 | System-LBT20084-(-5)~5V-0.2/0.01/0.001/0.0001A-48CH-110V1P-V101 | LBT | 48 | 110V1P/208V3P/480V3P | 0.2 | 5 | -5 | LBT20084 +/-5V 0.2A | LBT20084 | LBT20084-(-5)~5V-0.2/0.01/0.001/0.0001A-48CH-110V1P IV Module PN: 463516 Chassis Dimension(inch): 25W45D40H Single Phase Power Requirement: Voltage(VAC): 110 Max Power(VA): 840 Max Current/Phase(A): 8 Circuit Breaker(A): 15 | Standing System | 6 | 4P5.08PHNX-F |  | 194922 |  | 48 | [7 empty] | YES | NO | NO | 0 | 0 | NO | NO | 4 | [5 empty] | 35200 | 784915
920694 | System-LBT21084HC-0~5V-20/5/0/0A-96CH-380V3P-V101 | LBT | 96 | 220V1P/380V3P | 20 | 5 | 0 | LBT21084 5V 20A | LBT21084HC | System-LBT21084HC-0~5V-20/5/0/0A-96CH-380V3P-920694 Chassis Dimension (inch): 38W45D61H Single Phase Power Requirement: Voltage(VAC): 220 Max Power(VA): 2400 Max Current/Phase(A): 11 Circuit Breaker(A): 15 Three Phase Power Requirement: Voltage(VAC): 380 Max Power(VA): 25715 Max Current/Phase(A): 40 Circuit Breaker(A): 50 | Standing System | 12 | 8P10.16PHNX-F | 8P3.81PHNX-F | 374578 | 136858 | 24 | 24 | [6 empty] | YES | NO | NO | 0 | 0 | NO | NO | 4 | [5 empty] | 108270 | 785214
920698 | System-LBT21084UC-0~5V-5/0.5/0.02/0.001A-80CH-220V1P-V101 | LBT | 80 | 220V1P/380V3P | 5 | 5 | 0 | LBT21084 5V 5A | LBT21084UC | LBT21084UC-0~5V-5/0.5/0.02/0.001A-80CH-220V1P IV Module PN: 441970 Chassis Dimension(inch): 25W45D51H Single Phase Power Requirement: Voltage(VAC): 220 Max Power(VA): 4950 Max Current/Phase(A): 22 Circuit Breaker(A): 30 | Standing System | 10 | 4P5.08PHNX-F |  | 306170 |  | 80 | [7 empty] | YES | NO | NO | 0 | 0 | NO | NO | 4 | [5 empty] | 60300 | 785816
920700 | System-LBT21084UC-0~5V-5/0.5/0.02/0.001A-88CH-220V1P-V101 | LBT | 88 | 220V1P/380V3P | 5 | 5 | 0 | LBT21084 5V 5A | LBT21084UC | LBT21084UC-0~5V-5/0.5/0.02/0.001A-88CH-220V1P IV Module PN: 441970 Chassis Dimension(inch): 25W45D72H Single Phase Power Requirement: Voltage(VAC): 220 Max Power(VA): 5325 Max Current/Phase(A): 24 Circuit Breaker(A): 30 | Standing System | 11 | 4P5.08PHNX-F |  | 306170 |  | 88 | [7 empty] | YES | NO | NO | 0 | 0 | NO | NO | 4 | [5 empty] | 67800 | 785916
920702 | System-LBT21084UC-0~5V-5/0.5/0.02/0.001A-104CH-380V3P(N)-V101 | LBT | 104 | 220V1P/380V3P | 5 | 5 | 0 | LBT21084 5V 5A | LBT21084UC | LBT21084UC-0~5V-5/0.5/0.02/0.001A-104CH-380V3P(N) IV Module PN: 441970 Chassis Dimension(inch): 25W45D72H Three Phase Power Requirement: Voltage(VAC): 380 Max Power(VA): 6075 Max Current/Phase(A): 16 Circuit Breaker(A): 20 *Neutral Line Required | Standing System | 13 | 4P5.08PHNX-F |  | 306170 |  | 104 | [7 empty] | YES | NO | NO | 0 | 0 | NO | NO | 4 | [5 empty] | 78800 | 785817
920704 | System-LBT21084UC-0~5V-5/0.5/0.02/0.001A-112CH-380V3P(N)-V101 | LBT | 112 | 220V1P/380V3P | 5 | 5 | 0 | LBT21084 5V 5A | LBT21084UC | LBT21084UC-0~5V-5/0.5/0.02/0.001A-112CH-380V3P(N) IV Module PN: 441970 Chassis Dimension(inch): 25W45D72H Three Phase Power Requirement: Voltage(VAC): 380 Max Power(VA): 6450 Max Current/Phase(A): 16 Circuit Breaker(A): 20 *Neutral Line Required | Standing System | 14 | 4P5.08PHNX-F |  | 306170 |  | 112 | [7 empty] | YES | NO | NO | 0 | 0 | NO | NO | 4 | [5 empty] | 83200 | 785917
920706 | System-LBT21084UC-0~5V-5/0.5/0.02/0.001A-120CH-380V3P(N)-V101 | LBT | 120 | 220V1P/380V3P | 5 | 5 | 0 | LBT21084 5V 5A | LBT21084UC | LBT21084UC-0~5V-5/0.5/0.02/0.001A-120CH-380V3P(N) IV Module PN: 441970 Chassis Dimension(inch): 25W45D72H Three Phase Power Requirement: Voltage(VAC): 380 Max Power(VA): 6825 Max Current/Phase(A): 16 Circuit Breaker(A): 20 *Neutral Line Required | Standing System | 15 | 4P5.08PHNX-F |  | 306170 |  | 120 | [7 empty] | YES | NO | NO | 0 | 0 | NO | NO | 4 | [5 empty] | 89000 | 785818
920708 | System-LBT21084UC-0~5V-5/0.5/0.02/0.001A-128CH-380V3P(N)-V101 | LBT | 128 | 220V1P/380V3P | 5 | 5 | 0 | LBT21084 5V 5A | LBT21084UC | LBT21084UC-0~5V-5/0.5/0.02/0.001A-128CH-380V3P(N) IV Module PN: 441970 Chassis Dimension(inch): 25W45D72H Three Phase Power Requirement: Voltage(VAC): 380 Max Power(VA): 7200 Max Current/Phase(A): 16 Circuit Breaker(A): 20 *Neutral Line Required | Standing System | 16 | 4P5.08PHNX-F |  | 306170 |  | 128 | [7 empty] | YES | NO | NO | 0 | 0 | NO | NO | 4 | [5 empty] | 93300 | 786016
920710 | System-LBT21084UC-(-5)~5V-1/0.05/0.002/0.0001A-104CH-220V1P-V101 | LBT | 104 | 220V1P/380V3P | 1 | 5 | -5 | LBT21084 +/-5V 1A | LBT21084UC | LBT21084UC-(-5)~5V-1/0.05/0.002/0.0001A-104CH-220V1P IV Module PN: 441972 Chassis Dimension(inch): 25W45D72H Single Phase Power Requirement: Voltage(VAC): 220 Max Power(VA): 2175 Max Current/Phase(A): 10 Circuit Breaker(A): 15 | Standing System | 13 | 4P5.08PHNX-F |  | 306170 |  | 104 | [7 empty] | YES | NO | NO | 0 | 0 | NO | NO | 4 | [5 empty] | 70900 | 786017
920712 | System-LBT21084UC-(-5)~5V-1/0.05/0.002/0.0001A-112CH-220V1P-V101 | LBT | 112 | 220V1P/380V3P | 1 | 5 | -5 | LBT21084 +/-5V 1A | LBT21084UC | LBT21084UC-(-5)~5V-1/0.05/0.002/0.0001A-112CH-220V1P IV Module PN: 441972 Chassis Dimension(inch): 25W45D72H Single Phase Power Requirement: Voltage(VAC): 220 Max Power(VA): 2250 Max Current/Phase(A): 10 Circuit Breaker(A): 15 | Standing System | 14 | 4P5.08PHNX-F |  | 306170 |  | 112 | [7 empty] | YES | NO | NO | 0 | 0 | NO | NO | 4 | [5 empty] | 76000 | 786018
920714 | System-LBT21084UC-(-5)~5V-1/0.05/0.002/0.0001A-120CH-220V1P-V101 | LBT | 120 | 220V1P/380V3P | 1 | 5 | -5 | LBT21084 +/-5V 1A | LBT21084UC | LBT21084UC-(-5)~5V-1/0.05/0.002/0.0001A-120CH-220V1P IV Module PN: 441972 Chassis Dimension(inch): 25W45D72H Single Phase Power Requirement: Voltage(VAC): 220 Max Power(VA): 2325 Max Current/Phase(A): 11 Circuit Breaker(A): 15 | Standing System | 15 | 4P5.08PHNX-F |  | 306170 |  | 120 | [7 empty] | YES | NO | NO | 0 | 0 | NO | NO | 4 | [5 empty] | 80300 | 785918
920716 | System-LBT21084HC-0~5V-20/5/0/0A-8CH-208V3P-V101 | LBT | 8 | 110V1P/208V3P/480V3P | 20 | 5 | 0 | LBT21084 5V 20A | LBT21084HC | System-LBT21084HC-0~5V-20/5/0/0A-8CH-208V3P-920716 Chassis Dimension (inch): 25W45D40H Three Phase Power Requirement: Voltage(VAC): 208 Max Power(VA): 3343 Max Current/Phase(A): 10 Circuit Breaker(A): 20 | Standing System | 1 | 8P10.16PHNX-F | 8P3.81PHNX-F | 374578 | 136858 | 2 | 2 | [6 empty] | YES | NO | NO | 0 | 0 | NO | NO | 4 | [5 empty] | 22400 | 786316
920734 | LBT22023HC-0~25V-50/5/0.1/0A-14CH-380V3P | LBT | 14 | 220V1P/380V3P | 50 | 25 | 0 | LBT22023 25V 50A | LBT22023 | LBT22023HC-0~25V-50/5/0.1/0A-14CH-380V3P IV Module PN: 430138 Chassis Dimension(inch): 35W39D51H Single Phase Power Requirement: Voltage(VAC): 220 Max Power(VA): 1152 Max Current/Phase(A): 6 Circuit Breaker(A): 15 Three Phase Power Requirement: Voltage(VAC):380 Max Power(VA): 37200 Max Current/Phase(A): 57 Circuit Breaker(A): 80 | Standing System | 14 | Lug | 2P5.08PHNX-F | 304826 | 306130 | 28 | 14 | [6 empty] | YES | NO | NO | 0 | 0 | NO | NO | 3 | [5 empty] | 63500 | 787618
920736 | LBT22023HC-0~25V-50/5/0.1/0A-16CH-380V3P | LBT | 16 | 220V1P/380V3P | 50 | 25 | 0 | LBT22023 25V 50A | LBT22023 | LBT22023HC-0~25V-50/5/0.1/0A-16CH-380V3P IV Module PN: 430138 Chassis Dimension(inch): 35W39D51H Single Phase Power Requirement: Voltage(VAC): 220 Max Power(VA): 1728 Max Current/Phase(A): 8 Circuit Breaker(A): 15 Three Phase Power Requirement: Voltage(VAC):380 Max Power(VA): 37200 Max Current/Phase(A): 57 Circuit Breaker(A): 80 | Standing System | 16 | Lug | 2P5.08PHNX-F | 304826 | 306130 | 32 | 16 | [6 empty] | YES | NO | NO | 0 | 0 | NO | NO | 3 | [5 empty] | 69900 | 787619
920738 | LBT22023HC-0~25V-50/5/0.1/0A-18CH-380V3P | LBT | 18 | 220V1P/380V3P | 50 | 25 | 0 | LBT22023 25V 50A | LBT22023 | LBT22023HC-0~25V-50/5/0.1/0A-18CH-380V3P IV Module PN: 430138 Chassis Dimension(inch): 35W39D51H Single Phase Power Requirement: Voltage(VAC): 220 Max Power(VA): 1728 Max Current/Phase(A): 8 Circuit Breaker(A): 15 Three Phase Power Requirement: Voltage(VAC):380 Max Power(VA): 54000 Max Current/Phase(A): 83 Circuit Breaker(A): 100 | Standing System | 18 | Lug | 2P5.08PHNX-F | 304826 | 306130 | 36 | 18 | [6 empty] | YES | NO | NO | 0 | 0 | NO | NO | 3 | [5 empty] | 80000 | 787717
920740 | LBT22023HC-0~25V-50/5/0.1/0A-22CH-380V3P | LBT | 22 | 220V1P/380V3P | 50 | 25 | 0 | LBT22023 25V 50A | LBT22023 | LBT22023HC-0~25V-50/5/0.1/0A-22CH-380V3P IV Module PN: 430138 Chassis Dimension(inch): 35W39D72H Single Phase Power Requirement: Voltage(VAC): 220 Max Power(VA): 1728 Max Current/Phase(A): 8 Circuit Breaker(A): 15 Three Phase Power Requirement: Voltage(VAC):380 Max Power(VA): 54000 Max Current/Phase(A): 83 Circuit Breaker(A): 100 | Standing System | 22 | Lug | 2P5.08PHNX-F | 304826 | 306130 | 44 | 22 | [6 empty] | YES | NO | NO | 0 | 0 | NO | NO | 3 | [5 empty] | 93400 | 787817
920746 | System-LBT21162-0~5V-5/0.5/0/0A-48CH-208V3P-V101 | LBT | 48 | 110V1P/208V3P/480V3P | 5 | 5 | 0 | LBT21162 5V 5A | LBT21162 | LBT21162-0~5V-5/0.5/0/0A-48CH-208V3P IV Module PN: 430686 Chassis Dimension(inch): 25W45D40H Three Phase Power Requirement: Voltage(VAC): 208 Max Power(VA): 3450 Max Current/Phase(A): 22 Circuit Breaker(A): 30 | Standing System | 3 | 16P3.81PHNX-F |  | 381546 |  | 12 | [7 empty] | YES | NO | NO | 0 | 0 | NO | NO | 2 | [5 empty] | 28100 | 788317
920748 | System-LBT21162-0~5V-5/0.5/0/0A-64CH-208V3P-V101 | LBT | 64 | 110V1P/208V3P/480V3P | 5 | 5 | 0 | LBT21162 5V 5A | LBT21162 | LBT21162-0~5V-5/0.5/0/0A-64CH-208V3P IV Module PN: 430686 Chassis Dimension(inch): 25W45D40H Three Phase Power Requirement: Voltage(VAC): 208 Max Power(VA): 4200 Max Current/Phase(A): 22 Circuit Breaker(A): 30 | Standing System | 4 | 16P3.81PHNX-F |  | 381546 |  | 16 | [7 empty] | YES | NO | NO | 0 | 0 | NO | NO | 2 | [5 empty] | 34700 | 788417
920750 | System-LBT21162-0~5V-5/0.5/0/0A-80CH-208V3P-V101 | LBT | 80 | 110V1P/208V3P/480V3P | 5 | 5 | 0 | LBT21162 5V 5A | LBT21162 | LBT21162-0~5V-5/0.5/0/0A-80CH-208V3P IV Module PN: 430686 Chassis Dimension(inch): 25W45D40H Three Phase Power Requirement: Voltage(VAC): 208 Max Power(VA): 4950 Max Current/Phase(A): 22 Circuit Breaker(A): 30 | Standing System | 5 | 16P3.81PHNX-F |  | 381546 |  | 20 | [7 empty] | YES | NO | NO | 0 | 0 | NO | NO | 2 | [5 empty] | 41300 | 788418
920752 | System-LBT21162-0~5V-5/0.5/0/0A-112CH-208V3P-V101 | LBT | 112 | 110V1P/208V3P/480V3P | 5 | 5 | 0 | LBT21162 5V 5A | LBT21162 | LBT21162-0~5V-5/0.5/0/0A-112CH-208V3P IV Module PN: 430686 Chassis Dimension(inch): 25W45D51H Three Phase Power Requirement: Voltage(VAC): 208 Max Power(VA): 6450 Max Current/Phase(A): 24 Circuit Breaker(A): 30 | Standing System | 7 | 16P3.81PHNX-F |  | 381546 |  | 28 | [7 empty] | YES | NO | NO | 0 | 0 | NO | NO | 2 | [5 empty] | 55600 | 788419
920754 | System-LBT21162-0~5V-5/0.5/0/0A-160CH-208V3P-V101 | LBT | 160 | 110V1P/208V3P/480V3P | 5 | 5 | 0 | LBT21162 5V 5A | LBT21162 | LBT21162-0~5V-5/0.5/0/0A-160CH-208V3P IV Module PN: 430686 Chassis Dimension(inch): 25W45D72H Three Phase Power Requirement: Voltage(VAC): 208 Max Power(VA): 8700 Max Current/Phase(A): 31 Circuit Breaker(A): 50 | Standing System | 10 | 16P3.81PHNX-F |  | 381546 |  | 40 | [7 empty] | YES | NO | NO | 0 | 0 | NO | NO | 2 | [5 empty] | 77100 | 788318
920756 | System-LBT21084UC-0~5V-10/0.5/0.02/0.001A-40CH-208V3P-V101 | LBT | 40 | 110V1P/208V3P/480V3P | 10 | 5 | 0 | LBT21084 5V 10A | LBT21084UC | LBT21084UC-0~5V-10/0.5/0.02/0.001A-40CH-208V3P IV Module PN: 441968 Chassis Dimension(inch): 25W45D40H Three Phase Power Requirement: Voltage(VAC): 208 Max Power(VA): 4950 Max Current/Phase(A): 22 Circuit Breaker(A): 30 | Standing System | 5 | 4P5.08PHNX-F |  | 306170 |  | 40 | [7 empty] | YES | NO | NO | 0 | 0 | NO | NO | 4 | [5 empty] | 37600 | 788420
920766 | System-LBT21024-0~5V-250/50/5/0.5A-12CH-208V3P-V101 | LBT | 12 | 110V1P/208V3P/480V3P | 250 | 5 | 0 | LBT21024 5V 250A | LBT21024 | System-LBT21024-0~5V-250/50/5/0.5A-12CH-208V3P-920766 Chassis Dimension (inch): 38W45D61H Three Phase Power Requirement: Voltage(VAC): 208 Max Power(VA): 41379 Max Current/Phase(A): 115 Circuit Breaker(A): 160 | Standing System | 6 | Lug | 2P5.08PHNX-F | 304826 | 306130 | 24 | 12 | [6 empty] | YES | NO | NO | 0 | 0 | NO | NO | 4 | [5 empty] | 102137 | 788617
920768 | System-LBT21162-(-5)~5V-1/0.1/0/0A-16CH-110V1P-V101 | LBT | 16 | 110V1P/208V3P/480V3P | 1 | 5 | -5 | LBT21162 +/-5V 1A | LBT21162 | LBT21162-(-5)~5V-1/0.1/0/0A-16CH-110V1P IV Module PN: 442946 Chassis Dimension(inch): 16W17D13H Single Phase Power Requirement: Voltage(VAC): 110 Max Power(VA): 350 Max Current/Phase(A): 3 Circuit Breaker(A): 15 | Benchtop | 1 | 16P3.81PHNX-F |  | 381546 |  | 4 | [7 empty] | YES | NO | NO | 0 | 0 | NO | NO | 2 | [5 empty] | 8140 | 788817
920770 | System-LBT21084HC-0~5V-30/5/0.5/0.02A-32CH-480V3P-V101 | LBT | 32 | 110V1P/208V3P/480V3P | 30 | 5 | 0 | LBT21084 5V 30A | LBT21084HC | System-LBT21084HC-0~5V-30/5/0.5/0.02A-32CH-480V3P-920770 Chassis Dimension (inch): 25W45D72H Single Phase Power Requirement: Voltage(VAC): 220 Max Power(VA): 1200 Max Current/Phase(A): 5 Circuit Breaker(A): 15 Three Phase Power Requirement: Voltage(VAC): 480 Max Power(VA): 12858 Max Current/Phase(A): 16 Circuit Breaker(A): 20 | Standing System | 4 | 8P10.16PHNX-F | 8P3.81PHNX-F | 374578 | 136858 | 8 | 8 | [6 empty] | YES | NO | NO | 0 | 0 | NO | NO | 4 | [5 empty] | 50800 | 788818
920778 | System-LBT21084HC-0~10V-10/0.5/0.02/0.001A-48CH-380V3P-V101 | LBT | 48 | 220V1P/380V3P | 10 | 10 | 0 | LBT21084 10V 10A | LBT21084HC | System-LBT21084HC-0~10V-10/0.5/0.02/0.001A-48CH-380V3P-920778 Chassis Dimension (inch): 25W45D72H Single Phase Power Requirement: Voltage(VAC): 220 Max Power(VA): 1200 Max Current/Phase(A): 5 Circuit Breaker(A): 15 Three Phase Power Requirement: Voltage(VAC): 380 Max Power(VA): 10715 Max Current/Phase(A): 17 Circuit Breaker(A): 20 | Standing System | 6 | 8P10.16PHNX-F | 8P3.81PHNX-F | 374578 | 136858 | 12 | 12 | [6 empty] | YES | NO | NO | 0 | 0 | NO | NO | 4 | [5 empty] | 62300 | 790118
920780 | System-LBT21084HC-0~10V-10/0.5/0.02/0.001A-24CH-380V3P-V101 | LBT | 24 | 220V1P/380V3P | 10 | 10 | 0 | LBT21084 10V 10A | LBT21084HC | System-LBT21084HC-0~10V-10/0.5/0.02/0.001A-24CH-380V3P-920780 Chassis Dimension (inch): 25W45D40H Single Phase Power Requirement: Voltage(VAC): 220 Max Power(VA): 1200 Max Current/Phase(A): 5 Circuit Breaker(A): 15 Three Phase Power Requirement: Voltage(VAC): 380 Max Power(VA): 5358 Max Current/Phase(A): 9 Circuit Breaker(A): 20 | Standing System | 3 | 8P10.16PHNX-F | 8P3.81PHNX-F | 374578 | 136858 | 6 | 6 | [6 empty] | YES | NO | NO | 0 | 0 | NO | NO | 4 | [5 empty] | 34400 | 790019
920784 | LBT22043LC-0~25V-10/1/0.1/0A-16CH-380V3P | LBT | 16 | 220V1P/380V3P | 10 | 25 | 0 | LBT22043 25V 10A | LBT22043 | LBT22043LC-0~25V-10/1/0.1/0A-16CH-380V3P IV Module PN: 412718 Chassis Dimension(inch): 21W40D51H Single Phase Power Requirement: Voltage(VAC): 220 Max Power(VA): 1152 Max Current/Phase(A): 6 Circuit Breaker(A): 15 Three Phase Power Requirement: Voltage(VAC):380 Max Power(VA): 7200 Max Current/Phase(A): 11 Circuit Breaker(A): 20 | Standing System | 16 | 4P5.08PHNX-F |  | 306170 |  | 16 | [7 empty] | YES | NO | NO | 0 | 0 | NO | NO | 3 | [5 empty] | 41400 | 790021
920786 | LBT22043LC-0~25V-10/1/0.1/0A-20CH-380V3P | LBT | 20 | 220V1P/380V3P | 10 | 25 | 0 | LBT22043 25V 10A | LBT22043 | LBT22043LC-0~25V-10/1/0.1/0A-20CH-380V3P IV Module PN: 412718 Chassis Dimension(inch): 21W40D51H Single Phase Power Requirement: Voltage(VAC): 220 Max Power(VA): 1152 Max Current/Phase(A): 6 Circuit Breaker(A): 15 Three Phase Power Requirement: Voltage(VAC):380 Max Power(VA): 7200 Max Current/Phase(A): 11 Circuit Breaker(A): 20 | Standing System | 20 | 4P5.08PHNX-F |  | 306170 |  | 20 | [7 empty] | YES | NO | NO | 0 | 0 | NO | NO | 3 | [5 empty] | 48700 | 790022
920788 | LBT22043LC-0~25V-10/1/0.1/0A-44CH-380V3P | LBT | 44 | 220V1P/380V3P | 10 | 25 | 0 | LBT22043 25V 10A | LBT22043 | LBT22043LC-0~25V-10/1/0.1/0A-44CH-380V3P IV Module PN: 412718 Chassis Dimension(inch): 35W39D51H Single Phase Power Requirement: Voltage(VAC): 220 Max Power(VA): 1728 Max Current/Phase(A): 8 Circuit Breaker(A): 15 Three Phase Power Requirement: Voltage(VAC):380 Max Power(VA): 35400 Max Current/Phase(A): 54 Circuit Breaker(A): 63 | Standing System | 44 | 4P5.08PHNX-F |  | 306170 |  | 44 | [7 empty] | YES | NO | NO | 0 | 0 | NO | NO | 3 | [5 empty] | 103000 | 790119
920790 | LBT22043LC-0~25V-10/1/0.1/0A-40CH-380V3P | LBT | 40 | 220V1P/380V3P | 10 | 25 | 0 | LBT22043 25V 10A | LBT22043 | LBT22043LC-0~25V-10/1/0.1/0A-40CH-380V3P IV Module PN: 412718 Chassis Dimension(inch): 35W39D51H Single Phase Power Requirement: Voltage(VAC): 220 Max Power(VA): 1728 Max Current/Phase(A): 8 Circuit Breaker(A): 15 Three Phase Power Requirement: Voltage(VAC):380 Max Power(VA): 18600 Max Current/Phase(A): 29 Circuit Breaker(A): 50 | Standing System | 40 | 4P5.08PHNX-F |  | 306170 |  | 40 | [7 empty] | YES | NO | NO | 0 | 0 | NO | NO | 3 | [5 empty] | 91200 | 790023
920792 | LBT22043LC-0~25V-10/1/0.1/0A-32CH-380V3P | LBT | 32 | 220V1P/380V3P | 10 | 25 | 0 | LBT22043 25V 10A | LBT22043 | LBT22043LC-0~25V-10/1/0.1/0A-32CH-380V3P IV Module PN: 412718 Chassis Dimension(inch): 35W39D51H Single Phase Power Requirement: Voltage(VAC): 220 Max Power(VA): 1152 Max Current/Phase(A): 6 Circuit Breaker(A): 15 Three Phase Power Requirement: Voltage(VAC):380 Max Power(VA): 18600 Max Current/Phase(A): 29 Circuit Breaker(A): 50 | Standing System | 32 | 4P5.08PHNX-F |  | 306170 |  | 32 | [7 empty] | YES | NO | NO | 0 | 0 | NO | NO | 3 | [5 empty] | 75800 | 790120
920794 | LBT22043LC-0~25V-10/1/0.1/0A-36CH-380V3P | LBT | 36 | 220V1P/380V3P | 10 | 25 | 0 | LBT22043 25V 10A | LBT22043 | LBT22043LC-0~25V-10/1/0.1/0A-36CH-380V3P IV Module PN: 412718 Chassis Dimension(inch): 35W39D51H Single Phase Power Requirement: Voltage(VAC): 220 Max Power(VA): 1728 Max Current/Phase(A): 8 Circuit Breaker(A): 15 Three Phase Power Requirement: Voltage(VAC):380 Max Power(VA): 18600 Max Current/Phase(A): 29 Circuit Breaker(A): 50 | Standing System | 36 | 4P5.08PHNX-F |  | 306170 |  | 36 | [7 empty] | YES | NO | NO | 0 | 0 | NO | NO | 3 | [5 empty] | 83800 | 790024
920796 | LBT22043LC-0~25V-10/1/0.1/0A-28CH-380V3P | LBT | 28 | 220V1P/380V3P | 10 | 25 | 0 | LBT22043 25V 10A | LBT22043 | LBT22043LC-0~25V-10/1/0.1/0A-28CH-380V3P IV Module PN: 412718 Chassis Dimension(inch): 35W39D51H Single Phase Power Requirement: Voltage(VAC): 220 Max Power(VA): 1152 Max Current/Phase(A): 6 Circuit Breaker(A): 15 Three Phase Power Requirement: Voltage(VAC):380 Max Power(VA): 18600 Max Current/Phase(A): 29 Circuit Breaker(A): 50 | Standing System | 28 | 4P5.08PHNX-F |  | 306170 |  | 28 | [7 empty] | YES | NO | NO | 0 | 0 | NO | NO | 3 | [5 empty] | 68500 | 790025
920806 | System-LBT21084HC-0~10V-10/0.5/0.02/0.001A-8CH-110V1P-V101 | LBT | 8 | 110V1P/208V3P/480V3P | 10 | 10 | 0 | LBT21084 10V 10A | LBT21084HC | System-LBT21084HC-0~10V-10/0.5/0.02/0.001A-8CH-110V1P-920806 Chassis Dimension (inch): 25W45D40H Single Phase Power Requirement: Voltage(VAC): 110 Max Power(VA): 2450 Max Current/Phase(A): 22 Circuit Breaker(A): 30 | Standing System | 1 | 8P10.16PHNX-F | 8P3.81PHNX-F | 374578 | 136858 | 2 | 2 | [6 empty] | YES | NO | NO | 0 | 0 | NO | NO | 4 | [5 empty] | 16800 | 791617
920808 | System-LBT21084UC-0~10V-5/0.5/0.02/0.001A-16CH-220V1P-V101 | LBT | 16 | 220V1P/380V3P | 5 | 10 | 0 | LBT21084 10V 5A | LBT21084UC | LBT21084UC-0~10V-5/0.5/0.02/0.001A-16CH-220V1P IV Module PN: 441974 Chassis Dimension(inch): 25W45D40H Single Phase Power Requirement: Voltage(VAC): 220 Max Power(VA): 2450 Max Current/Phase(A): 11 Circuit Breaker(A): 15 | Standing System | 2 | 4P5.08PHNX-F |  | 306170 |  | 16 | [7 empty] | YES | NO | NO | 0 | 0 | NO | NO | 4 | [5 empty] | 20000 | 792117
920810 | System-LBT21014-0~5V-500/50/5/0.5A-1CH-380V3P-V101 | LBT | 1 | 220V1P/380V3P | 500 | 5 | 0 | LBT21014 5V 500A | LBT21014 | System-LBT21014-0~5V-500/50/5/0.5A-1CH-380V3P-920810 Chassis Dimension (inch): 25W45D40H Single Phase Power Requirement: Voltage(VAC): 220 Max Power(VA): 1200 Max Current/Phase(A): 5 Circuit Breaker(A): 15 Three Phase Power Requirement: Voltage(VAC): 380 Max Power(VA): 6697 Max Current/Phase(A): 11 Circuit Breaker(A): 20 | Standing System | 1 | Lug | 2P5.08PHNX-F | 304826 | 306130 | 2 | 1 | [6 empty] | YES | NO | NO | 0 | 0 | NO | NO | 4 | [5 empty] | 22900 | 792317
920812 | System-LBT21084HC-0~5V-30/5/0.5/0.02A-64CH-208V3P-V101 | LBT | 64 | 110V1P/208V3P/480V3P | 30 | 5 | 0 | LBT21084 5V 30A | LBT21084HC | System-LBT21084HC-0~5V-30/5/0.5/0.02A-64CH-208V3P-920812 Chassis Dimension (inch): 38W45D51H Three Phase Power Requirement: Voltage(VAC): 208 Max Power(VA): 26915 Max Current/Phase(A): 75 Circuit Breaker(A): 100 | Standing System | 8 | 8P10.16PHNX-F | 8P3.81PHNX-F | 374578 | 136858 | 16 | 16 | [6 empty] | YES | NO | NO | 0 | 0 | NO | NO | 4 | [5 empty] | 93200 | 792717
920828 | LBT22023MC-0~40V-20/2/0.1/0A-2CH-380V3P | LBT | 2 | 220V1P/380V3P | 20 | 40 | 0 | LBT22023 40V 20A | LBT22023 | LBT22023MC-0~40V-20/2/0.1/0A-2CH-380V3P IV Module PN: 430150 Chassis Dimension(inch): 21W40D35H Single Phase Power Requirement: Voltage(VAC): 220 Max Power(VA): 1152 Max Current/Phase(A): 6 Circuit Breaker(A): 15 Three Phase Power Requirement: Voltage(VAC):380 Max Power(VA): 7830 Max Current/Phase(A): 12 Circuit Breaker(A): 20 | Standing System | 2 | 4P7.62PHNX-F |  | 400930 |  | 2 | [7 empty] | YES | NO | NO | 0 | 0 | NO | NO | 3 | [5 empty] | 17500 | 793720
920830 | System-HS21044-0~10V-5/0.5/0.02/0.001A-16CH-220V1P-V101 | HS | 16 | 220V1P/380V3P | 5 | 10 | 0 | HS21044 10V 5A | HS21044 |  |  | 4 | 4P5.08PHNX-F |  | 306170 |  | 16 | [7 empty] | YES | NO | NO | 0 | 0 | YES | NO | 4 | [5 empty] | 50300 | 793822
920834 | System-LBT21084UC-0~10V-5/0.5/0.02/0.001A-40CH-220V1P-V101 | LBT | 40 | 220V1P/380V3P | 5 | 10 | 0 | LBT21084 10V 5A | LBT21084UC | LBT21084UC-0~10V-5/0.5/0.02/0.001A-40CH-220V1P IV Module PN: 441974 Chassis Dimension(inch): 25W45D40H Single Phase Power Requirement: Voltage(VAC): 220 Max Power(VA): 4325 Max Current/Phase(A): 20 Circuit Breaker(A): 30 | Standing System | 5 | 4P5.08PHNX-F |  | 306170 |  | 40 | [7 empty] | YES | NO | NO | 0 | 0 | NO | NO | 4 | [5 empty] | 37600 | 793922
920836 | System-LBT21084UC-0~10V-5/0.5/0.02/0.001A-32CH-220V1P-V101 | LBT | 32 | 220V1P/380V3P | 5 | 10 | 0 | LBT21084 10V 5A | LBT21084UC | LBT21084UC-0~10V-5/0.5/0.02/0.001A-32CH-220V1P IV Module PN: 441974 Chassis Dimension(inch): 25W45D40H Single Phase Power Requirement: Voltage(VAC): 220 Max Power(VA): 3700 Max Current/Phase(A): 17 Circuit Breaker(A): 20 | Standing System | 4 | 4P5.08PHNX-F |  | 306170 |  | 32 | [7 empty] | YES | NO | NO | 0 | 0 | NO | NO | 4 | [5 empty] | 31700 | 794022
920842 | System-LBT21084HC-0~5V-60/5/0.5/0.02A-48CH-208V3P-V101 | LBT | 48 | 110V1P/208V3P/480V3P | 60 | 5 | 0 | LBT21084 5V 60A | LBT21084HC | System-LBT21084HC-0~5V-60/5/0.5/0.02A-48CH-208V3P-920842 Chassis Dimension (inch): 38W45D61H Three Phase Power Requirement: Voltage(VAC): 208 Max Power(VA): 39772 Max Current/Phase(A): 111 Circuit Breaker(A): 125 | Standing System | 6 | 8P10.16PHNX-F | 8P3.81PHNX-F | 374578 | 136858 | 12 | 12 | [6 empty] | YES | NO | NO | 0 | 0 | NO | NO | 4 | [5 empty] | 104000 | 794622
920844 | System-LBT21084HC-0~5V-60/5/0.5/0.02A-48CH-480V3P-V101 | LBT | 48 | 110V1P/208V3P/480V3P | 60 | 5 | 0 | LBT21084 5V 60A | LBT21084HC | System-LBT21084HC-0~5V-60/5/0.5/0.02A-48CH-480V3P-920844 Chassis Dimension (inch): 38W45D61H Single Phase Power Requirement: Voltage(VAC): 220 Max Power(VA): 2000 Max Current/Phase(A): 9 Circuit Breaker(A): 15 Three Phase Power Requirement: Voltage(VAC): 480 Max Power(VA): 38572 Max Current/Phase(A): 47 Circuit Breaker(A): 63 | Standing System | 6 | 8P10.16PHNX-F | 8P3.81PHNX-F | 374578 | 136858 | 12 | 12 | [6 empty] | YES | NO | NO | 0 | 0 | NO | NO | 4 | [5 empty] | 104000 | 794722
920848 | System-LBT21084UC-0~5V-5/0.5/0.02/0.001A-88CH-208V3P-V101 | LBT | 88 | 110V1P/208V3P/480V3P | 5 | 5 | 0 | LBT21084 5V 5A | LBT21084UC | LBT21084UC-0~5V-5/0.5/0.02/0.001A-88CH-208V3P IV Module PN: 441970 Chassis Dimension(inch): 25W45D72H Three Phase Power Requirement: Voltage(VAC): 208 Max Power(VA): 5325 Max Current/Phase(A): 22 Circuit Breaker(A): 30 | Standing System | 11 | 4P5.08PHNX-F |  | 306170 |  | 88 | [7 empty] | YES | NO | NO | 0 | 0 | NO | NO | 4 | [5 empty] | 67800 | 795524
920850 | System-LBT21084UC-0~5V-5/0.5/0.02/0.001A-56CH-208V3P-V101 | LBT | 56 | 110V1P/208V3P/480V3P | 5 | 5 | 0 | LBT21084 5V 5A | LBT21084UC | LBT21084UC-0~5V-5/0.5/0.02/0.001A-56CH-208V3P IV Module PN: 441970 Chassis Dimension(inch): 25W45D51H Three Phase Power Requirement: Voltage(VAC): 208 Max Power(VA): 3825 Max Current/Phase(A): 22 Circuit Breaker(A): 30 | Standing System | 7 | 4P5.08PHNX-F |  | 306170 |  | 56 | [7 empty] | YES | NO | NO | 0 | 0 | NO | NO | 4 | [5 empty] | 45800 | 795623
920852 | System-LBT21084UC-0~5V-5/0.5/0.02/0.001A-112CH-208V3P-V101 | LBT | 112 | 110V1P/208V3P/480V3P | 5 | 5 | 0 | LBT21084 5V 5A | LBT21084UC | LBT21084UC-0~5V-5/0.5/0.02/0.001A-112CH-208V3P IV Module PN: 441970 Chassis Dimension(inch): 25W45D72H Three Phase Power Requirement: Voltage(VAC): 208 Max Power(VA): 6450 Max Current/Phase(A): 24 Circuit Breaker(A): 30 | Standing System | 14 | 4P5.08PHNX-F |  | 306170 |  | 112 | [7 empty] | YES | NO | NO | 0 | 0 | NO | NO | 4 | [5 empty] | 83200 | 795624
920858 | LBT22013-0~25V-100/10/1/0A-1CH-380V3P | LBT | 1 | 220V1P/380V3P | 100 | 25 | 0 | LBT22013 25V 100A | LBT22013 | LBT22013-0~25V-100/10/1/0A-1CH-380V3P IV Module PN: 431056 Chassis Dimension(inch): 21W40D35H Single Phase Power Requirement: Voltage(VAC): 220 Max Power(VA): 1152 Max Current/Phase(A): 6 Circuit Breaker(A): 15 Three Phase Power Requirement: Voltage(VAC):380 Max Power(VA): 7200 Max Current/Phase(A): 11 Circuit Breaker(A): 20 | Standing System | 1 | Lug | 2P5.08PHNX-F | 304826 | 306130 | 2 | 1 | [6 empty] | YES | NO | NO | 0 | 0 | NO | NO | 3 | [5 empty] | 16500 | 795723
920860 | LBT22013-0~25V-100/10/1/0A-3CH-380V3P | LBT | 3 | 220V1P/380V3P | 100 | 25 | 0 | LBT22013 25V 100A | LBT22013 | LBT22013-0~25V-100/10/1/0A-3CH-380V3P IV Module PN: 431056 Chassis Dimension(inch): 21W40D51H Single Phase Power Requirement: Voltage(VAC): 220 Max Power(VA): 1152 Max Current/Phase(A): 6 Circuit Breaker(A): 15 Three Phase Power Requirement: Voltage(VAC):380 Max Power(VA): 18600 Max Current/Phase(A): 29 Circuit Breaker(A): 50 | Standing System | 3 | Lug | 2P5.08PHNX-F | 304826 | 306130 | 6 | 3 | [6 empty] | YES | NO | NO | 0 | 0 | NO | NO | 3 | [5 empty] | 31600 | 795823
920862 | System-LBT21024-0~5V-250/50/5/0.5A-4CH-208V3P-V101 | LBT | 4 | 110V1P/208V3P/480V3P | 250 | 5 | 0 | LBT21024 5V 250A | LBT21024 | System-LBT21024-0~5V-250/50/5/0.5A-4CH-208V3P-920862 Chassis Dimension (inch): 25W45D51H Three Phase Power Requirement: Voltage(VAC): 208 Max Power(VA): 14593 Max Current/Phase(A): 41 Circuit Breaker(A): 50 | Standing System | 2 | Lug | 2P5.08PHNX-F | 304826 | 306130 | 8 | 4 | [6 empty] | YES | NO | NO | 0 | 0 | NO | NO | 4 | [5 empty] | 38900 | 795923
920864 | System-LBT21014-0~5V-300/50/5/0.5A-4CH-208V3P-V101 | LBT | 4 | 110V1P/208V3P/480V3P | 300 | 5 | 0 | LBT21014 5V 300A | LBT21014 | System-LBT21014-0~5V-300/50/5/0.5A-4CH-208V3P-920864 Chassis Dimension (inch): 25W45D72H Three Phase Power Requirement: Voltage(VAC): 208 Max Power(VA): 17272 Max Current/Phase(A): 48 Circuit Breaker(A): 63 | Standing System | 4 | Lug | 2P5.08PHNX-F | 304826 | 306130 | 8 | 4 | [6 empty] | YES | NO | NO | 0 | 0 | NO | NO | 4 | [5 empty] | 48200 | 796023
920866 | System-LBT21014-0~5V-500/50/5/0.5A-3CH-380V3P-V101 | LBT | 3 | 220V1P/380V3P | 500 | 5 | 0 | LBT21014 5V 500A | LBT21014 | System-LBT21014-0~5V-500/50/5/0.5A-3CH-380V3P-920866 Chassis Dimension (inch): 25W45D72H Single Phase Power Requirement: Voltage(VAC): 220 Max Power(VA): 1200 Max Current/Phase(A): 5 Circuit Breaker(A): 15 Three Phase Power Requirement: Voltage(VAC): 380 Max Power(VA): 20090 Max Current/Phase(A): 31 Circuit Breaker(A): 50 | Standing System | 3 | Lug | 2P5.08PHNX-F | 304826 | 306130 | 6 | 3 | [6 empty] | YES | NO | NO | 0 | 0 | NO | NO | 4 | [5 empty] | 53000 | 796223
920868 | System-LBT21014-0~5V-500/50/5/0.5A-5CH-380V3P-V101 | LBT | 5 | 220V1P/380V3P | 500 | 5 | 0 | LBT21014 5V 500A | LBT21014 | System-LBT21014-0~5V-500/50/5/0.5A-5CH-380V3P-920868 Chassis Dimension (inch): 38W45D51H Single Phase Power Requirement: Voltage(VAC): 220 Max Power(VA): 1200 Max Current/Phase(A): 5 Circuit Breaker(A): 15 Three Phase Power Requirement: Voltage(VAC): 380 Max Power(VA): 33483 Max Current/Phase(A): 51 Circuit Breaker(A): 63 | Standing System | 5 | Lug | 2P5.08PHNX-F | 304826 | 306130 | 10 | 5 | [6 empty] | YES | NO | NO | 0 | 0 | NO | NO | 4 | [5 empty] | 82700 | 796224
920870 | System-LBT21014-0~5V-500/50/5/0.5A-7CH-380V3P-V101 | LBT | 7 | 220V1P/380V3P | 500 | 5 | 0 | LBT21014 5V 500A | LBT21014 | System-LBT21014-0~5V-500/50/5/0.5A-7CH-380V3P-920870 Chassis Dimension (inch): 38W45D61H Single Phase Power Requirement: Voltage(VAC): 220 Max Power(VA): 2000 Max Current/Phase(A): 9 Circuit Breaker(A): 15 Three Phase Power Requirement: Voltage(VAC): 380 Max Power(VA): 46875 Max Current/Phase(A): 72 Circuit Breaker(A): 80 | Standing System | 7 | Lug | 2P5.08PHNX-F | 304826 | 306130 | 14 | 7 | [6 empty] | YES | NO | NO | 0 | 0 | NO | NO | 4 | [5 empty] | 113324 | 796323
920874 | System-LBT21084UC-0~5V-10/0.5/0.02/0.001A-120CH-208V3P-V101 | LBT | 120 | 110V1P/208V3P/480V3P | 10 | 5 | 0 | LBT21084 5V 10A | LBT21084UC | LBT21084UC-0~5V-10/0.5/0.02/0.001A-120CH-208V3P IV Module PN: 441968 Chassis Dimension(inch): 25W45D72H Three Phase Power Requirement: Voltage(VAC): 208 Max Power(VA): 12450 Max Current/Phase(A): 40 Circuit Breaker(A): 50 | Standing System | 15 | 4P5.08PHNX-F |  | 306170 |  | 120 | [7 empty] | YES | NO | NO | 0 | 0 | NO | NO | 4 | [5 empty] | 99700 | 796423
920878 | System-LBT21024-0~5V-250/50/5/0.5A-10CH-208V3P-V101 | LBT | 10 | 110V1P/208V3P/480V3P | 250 | 5 | 0 | LBT21024 5V 250A | LBT21024 | System-LBT21024-0~5V-250/50/5/0.5A-10CH-208V3P-920878 Chassis Dimension (inch): 38W45D51H Three Phase Power Requirement: Voltage(VAC): 208 Max Power(VA): 34683 Max Current/Phase(A): 97 Circuit Breaker(A): 125 | Standing System | 5 | Lug | 2P5.08PHNX-F | 304826 | 306130 | 20 | 10 | [6 empty] | YES | NO | NO | 0 | 0 | NO | NO | 4 | [5 empty] | 85400 | 796923
920884 | System-LBT21162-(-5)~5V-1/0.1/0/0A-64CH-110V1P-V101 | LBT | 64 | 110V1P/208V3P/480V3P | 1 | 5 | -5 | LBT21162 +/-5V 1A | LBT21162 | LBT21162-(-5)~5V-1/0.1/0/0A-64CH-110V1P IV Module PN: 442946 Chassis Dimension(inch): 25W45D40H Single Phase Power Requirement: Voltage(VAC): 110 Max Power(VA): 1800 Max Current/Phase(A): 16 Circuit Breaker(A): 20 | Standing System | 4 | 16P3.81PHNX-F |  | 381546 |  | 16 | [7 empty] | YES | NO | NO | 0 | 0 | NO | NO | 2 | [5 empty] | 30400 | 798724
920886 | LBT22013-0~60V-50/10/1/0A-4CH-208V3P | LBT | 4 | 110V1P/208V3P/480V3P | 50 | 60 | 0 | LBT22013 60V 50A | LBT22013 | LBT22013-0~60V-50/10/1/0A-4CH-208V3P IV Module PN: 430788 Chassis Dimension(inch): 35W39D51H Three Phase Power Requirement: Voltage(VAC): 208 Max Power(VA): 20892 Max Current/Phase(A): 58 Circuit Breaker(A): 80 | Standing System | 4 | Lug | 2P5.08PHNX-F | 304826 | 306130 | 8 | 4 | [6 empty] | YES | NO | NO | 0 | 0 | NO | NO | 3 | [5 empty] | 42600 | 799724
920888 | LBT22013-0~60V-50/10/1/0A-6CH-208V3P | LBT | 6 | 110V1P/208V3P/480V3P | 50 | 60 | 0 | LBT22013 60V 50A | LBT22013 | LBT22013-0~60V-50/10/1/0A-6CH-208V3P IV Module PN: 430788 Chassis Dimension(inch): 35W39D51H Three Phase Power Requirement: Voltage(VAC): 208 Max Power(VA): 30438 Max Current/Phase(A): 85 Circuit Breaker(A): 100 | Standing System | 6 | Lug | 2P5.08PHNX-F | 304826 | 306130 | 12 | 6 | [6 empty] | YES | NO | NO | 0 | 0 | NO | NO | 3 | [5 empty] | 58400 | 799824
920890 | LBT22013-0~60V-50/10/1/0A-8CH-208V3P | LBT | 8 | 110V1P/208V3P/480V3P | 50 | 60 | 0 | LBT22013 60V 50A | LBT22013 | LBT22013-0~60V-50/10/1/0A-8CH-208V3P IV Module PN: 430788 Chassis Dimension(inch): 35W39D51H Three Phase Power Requirement: Voltage(VAC): 208 Max Power(VA): 39408 Max Current/Phase(A): 110 Circuit Breaker(A): 150 | Standing System | 8 | Lug | 2P5.08PHNX-F | 304826 | 306130 | 16 | 8 | [6 empty] | YES | NO | NO | 0 | 0 | NO | NO | 3 | [5 empty] | 73600 | 799925
920894 | System-LBT21044-0~5V-100/10/1/0.1A-4CH-208V3P-V101 | LBT | 4 | 110V1P/208V3P/480V3P | 100 | 5 | 0 | LBT21044 5V 100A | LBT21044 | System-LBT21044-0~5V-100/10/1/0.1A-4CH-208V3P-920894 Chassis Dimension (inch): 25W45D40H Three Phase Power Requirement: Voltage(VAC): 208 Max Power(VA): 6558 Max Current/Phase(A): 19 Circuit Breaker(A): 30 | Standing System | 1 | Lug | 2P5.08PHNX-F | 304826 | 306130 | 8 | 4 | [6 empty] | YES | NO | NO | 0 | 0 | NO | NO | 4 | [5 empty] | 23800 | 800825
920912 | System-LBT21162-(-5)~5V-1/0.1/0/0A-96CH-110V1P-V101 | LBT | 96 | 110V1P/208V3P/480V3P | 1 | 5 | -5 | LBT21162 +/-5V 1A | LBT21162 | LBT21162-(-5)~5V-1/0.1/0/0A-96CH-110V1P IV Module PN: 442946 Chassis Dimension(inch): 25W45D40H Single Phase Power Requirement: Voltage(VAC): 110 Max Power(VA): 2100 Max Current/Phase(A): 19 Circuit Breaker(A): 30 | Standing System | 6 | 16P3.81PHNX-F |  | 381546 |  | 24 | [7 empty] | YES | NO | NO | 0 | 0 | NO | NO | 2 | [5 empty] | 42300 | 801725
920914 | System-LBT21162-(-5)~5V-1/0.1/0/0A-128CH-110V1P-V101 | LBT | 128 | 110V1P/208V3P/480V3P | 1 | 5 | -5 | LBT21162 +/-5V 1A | LBT21162 | LBT21162-(-5)~5V-1/0.1/0/0A-128CH-110V1P IV Module PN: 442946 Chassis Dimension(inch): 25W45D51H Single Phase Power Requirement: Voltage(VAC): 110 Max Power(VA): 2400 Max Current/Phase(A): 22 Circuit Breaker(A): 30 | Standing System | 8 | 16P3.81PHNX-F |  | 381546 |  | 32 | [7 empty] | YES | NO | NO | 0 | 0 | NO | NO | 2 | [5 empty] | 53500 | 801726
920948 | System-LBT21014-0~5V-500/50/5/0.5A-4CH-208V3P-V101 | LBT | 4 | 110V1P/208V3P/480V3P | 500 | 5 | 0 | LBT21014 5V 500A | LBT21014 | System-LBT21014-0~5V-500/50/5/0.5A-4CH-208V3P-920948 Chassis Dimension (inch): 25W45D72H Three Phase Power Requirement: Voltage(VAC): 208 Max Power(VA): 27986 Max Current/Phase(A): 78 Circuit Breaker(A): 100 | Standing System | 4 | Lug | 2P5.08PHNX-F | 304826 | 306130 | 8 | 4 | [6 empty] | YES | NO | NO | 0 | 0 | NO | NO | 4 | [5 empty] | 69600 | 804631
920966 | LBT22013-0~40V-75/15/1/0A-4CH-480V3P | LBT | 4 | 110V1P/208V3P/480V3P | 75 | 40 | 0 | LBT22013 40V 75A | LBT22013 | LBT22013-0~40V-75/15/1/0A-4CH-480V3P IV Module PN: 440588 Chassis Dimension(inch): 21W40D51H Single Phase Power Requirement: Voltage(VAC): 220 Max Power(VA): 1152 Max Current/Phase(A): 6 Circuit Breaker(A): 15 Three Phase Power Requirement: Voltage(VAC):480 Max Power(VA): 19620 Max Current/Phase(A): 24 Circuit Breaker(A): 30 | Standing System | 4 | Lug | 2P5.08PHNX-F | 304826 | 306130 | 8 | 4 | [6 empty] | YES | NO | NO | 0 | 0 | NO | NO | 3 | [5 empty] | 37000 | 806540
920968 | System-LBT20162-(-5)~5V-0.1/0.01/0/0A-256CH-220V1P-V101 | LBT | 256 | 220V1P/380V3P | 0.1 | 5 | -5 | LBT20162 +/-5V 0.1A | LBT20162 | LBT20162-(-5)~5V-0.1/0.01/0/0A-256CH-220V1P IV Module PN: 443894 Chassis Dimension(inch): 25W45D72H Single Phase Power Requirement: Voltage(VAC): 220 Max Power(VA): 1200 Max Current/Phase(A): 5 Circuit Breaker(A): 15 | Standing System | 16 | 16P3.81PHNX-F |  | 381546 |  | 64 | [7 empty] | YES | NO | NO | 0 | 0 | NO | NO | 2 | [5 empty] | 94100 | 807840
920970 | System-LBT21084HC-0~5V-60/5/0.5/0.02A-16CH-480V3P-V101 | LBT | 16 | 110V1P/208V3P/480V3P | 60 | 5 | 0 | LBT21084 5V 60A | LBT21084HC | System-LBT21084HC-0~5V-60/5/0.5/0.02A-16CH-480V3P-920970 Chassis Dimension (inch): 25W45D51H Single Phase Power Requirement: Voltage(VAC): 220 Max Power(VA): 1200 Max Current/Phase(A): 5 Circuit Breaker(A): 15 Three Phase Power Requirement: Voltage(VAC): 480 Max Power(VA): 12858 Max Current/Phase(A): 16 Circuit Breaker(A): 20 | Standing System | 2 | 8P10.16PHNX-F | 8P3.81PHNX-F | 374578 | 136858 | 4 | 4 | [6 empty] | YES | NO | NO | 0 | 0 | NO | NO | 4 | [5 empty] | 39500 | 807940
920972 | System-LBT21014-0~5V-500/50/5/0.5A-4CH-480V3P-V101 | LBT | 4 | 110V1P/208V3P/480V3P | 500 | 5 | 0 | LBT21014 5V 500A | LBT21014 | System-LBT21014-0~5V-500/50/5/0.5A-4CH-480V3P-920972 Chassis Dimension (inch): 25W45D72H Single Phase Power Requirement: Voltage(VAC): 220 Max Power(VA): 1200 Max Current/Phase(A): 5 Circuit Breaker(A): 15 Three Phase Power Requirement: Voltage(VAC): 480 Max Power(VA): 26786 Max Current/Phase(A): 33 Circuit Breaker(A): 50 | Standing System | 4 | Lug | 2P5.08PHNX-F | 304826 | 306130 | 8 | 4 | [6 empty] | YES | NO | NO | 0 | 0 | NO | NO | 4 | [5 empty] | 69600 | 808041
920986 | System-LBT21084UC-(-5)~5V-5/0.5/0.02/0.001A-104CH-380V3P(N)-V101 | LBT | 104 | 220V1P/380V3P | 5 | 5 | -5 | LBT21084 +/-5V 5A | LBT21084UC | LBT21084UC-(-5)~5V-5/0.5/0.02/0.001A-104CH-380V3P(N) IV Module PN: 441970 Chassis Dimension(inch): 25W45D72H Three Phase Power Requirement: Voltage(VAC): 380 Max Power(VA): 6075 Max Current/Phase(A): 16 Circuit Breaker(A): 20 *Neutral Line Required | Standing System | 13 | 4P5.08PHNX-F |  | 306170 |  | 104 | [7 empty] | YES | NO | NO | 0 | 0 | NO | NO | 4 | [5 empty] | 80700 | 808447
920988 | System-LBT21084UC-(-5)~5V-5/0.5/0.02/0.001A-112CH-380V3P(N)-V101 | LBT | 112 | 220V1P/380V3P | 5 | 5 | -5 | LBT21084 +/-5V 5A | LBT21084UC | LBT21084UC-(-5)~5V-5/0.5/0.02/0.001A-112CH-380V3P(N) IV Module PN: 441970 Chassis Dimension(inch): 25W45D72H Three Phase Power Requirement: Voltage(VAC): 380 Max Power(VA): 6450 Max Current/Phase(A): 16 Circuit Breaker(A): 20 *Neutral Line Required | Standing System | 14 | 4P5.08PHNX-F |  | 306170 |  | 112 | [7 empty] | YES | NO | NO | 0 | 0 | NO | NO | 4 | [5 empty] | 85000 | 808545
920990 | System-LBT21084UC-(-5)~5V-5/0.5/0.02/0.001A-120CH-380V3P(N)-V101 | LBT | 120 | 220V1P/380V3P | 5 | 5 | -5 | LBT21084 +/-5V 5A | LBT21084UC | LBT21084UC-(-5)~5V-5/0.5/0.02/0.001A-120CH-380V3P(N) IV Module PN: 441970 Chassis Dimension(inch): 25W45D72H Three Phase Power Requirement: Voltage(VAC): 380 Max Power(VA): 6825 Max Current/Phase(A): 16 Circuit Breaker(A): 20 *Neutral Line Required | Standing System | 15 | 4P5.08PHNX-F |  | 306170 |  | 120 | [7 empty] | YES | NO | NO | 0 | 0 | NO | NO | 4 | [5 empty] | 91100 | 808546
920992 | System-LBT21084UC-(-5)~5V-5/0.5/0.02/0.001A-128CH-380V3P(N)-V101 | LBT | 128 | 220V1P/380V3P | 5 | 5 | -5 | LBT21084 +/-5V 5A | LBT21084UC | LBT21084UC-(-5)~5V-5/0.5/0.02/0.001A-128CH-380V3P(N) IV Module PN: 463526 Chassis Dimension(inch): 25W45D72H Three Phase Power Requirement: Voltage(VAC): 380 Max Power(VA): 7000 Max Current/Phase(A): 14 Circuit Breaker(A): 20 *Neutral Line Required | Standing System | 16 | 4P5.08PHNX-F |  | 306170 |  | 128 | [7 empty] | YES | NO | NO | 0 | 0 | NO | NO | 4 | [5 empty] | 95500 | 808547
920994 | System-LBT21084HC-0~5V-20/5/0/0A-40CH-380V3P-V101 | LBT | 40 | 220V1P/380V3P | 20 | 5 | 0 | LBT21084 5V 20A | LBT21084HC | System-LBT21084HC-0~5V-20/5/0/0A-40CH-380V3P-920994 Chassis Dimension (inch): 25W45D72H Single Phase Power Requirement: Voltage(VAC): 220 Max Power(VA): 1200 Max Current/Phase(A): 5 Circuit Breaker(A): 15 Three Phase Power Requirement: Voltage(VAC): 380 Max Power(VA): 10715 Max Current/Phase(A): 17 Circuit Breaker(A): 20 | Standing System | 5 | 8P10.16PHNX-F | 8P3.81PHNX-F | 374578 | 136858 | 10 | 10 | [6 empty] | YES | NO | NO | 0 | 0 | NO | NO | 4 | [5 empty] | 54400 | 808448
920996 | System-LBT21084HC-0~5V-20/5/0/0A-56CH-380V3P-V101 | LBT | 56 | 220V1P/380V3P | 20 | 5 | 0 | LBT21084 5V 20A | LBT21084HC | System-LBT21084HC-0~5V-20/5/0/0A-56CH-380V3P-920996 Chassis Dimension (inch): 25W45D72H Single Phase Power Requirement: Voltage(VAC): 220 Max Power(VA): 2000 Max Current/Phase(A): 9 Circuit Breaker(A): 15 Three Phase Power Requirement: Voltage(VAC): 380 Max Power(VA): 15000 Max Current/Phase(A): 23 Circuit Breaker(A): 30 | Standing System | 7 | 8P10.16PHNX-F | 8P3.81PHNX-F | 374578 | 136858 | 14 | 14 | [6 empty] | YES | NO | NO | 0 | 0 | NO | NO | 4 | [5 empty] | 67400 | 808644
920998 | System-LBT21084HC-0~5V-20/5/0/0A-80CH-380V3P-V101 | LBT | 80 | 220V1P/380V3P | 20 | 5 | 0 | LBT21084 5V 20A | LBT21084HC | System-LBT21084HC-0~5V-20/5/0/0A-80CH-380V3P-920998 Chassis Dimension (inch): 38W45D51H Single Phase Power Requirement: Voltage(VAC): 220 Max Power(VA): 2000 Max Current/Phase(A): 9 Circuit Breaker(A): 15 Three Phase Power Requirement: Voltage(VAC): 380 Max Power(VA): 21429 Max Current/Phase(A): 33 Circuit Breaker(A): 50 | Standing System | 10 | 8P10.16PHNX-F | 8P3.81PHNX-F | 374578 | 136858 | 20 | 20 | [6 empty] | YES | NO | NO | 0 | 0 | NO | NO | 4 | [5 empty] | 92700 | 808449
921000 | System-LBT21084HC-0~5V-20/5/0/0A-72CH-380V3P-V101 | LBT | 72 | 220V1P/380V3P | 20 | 5 | 0 | LBT21084 5V 20A | LBT21084HC | System-LBT21084HC-0~5V-20/5/0/0A-72CH-380V3P-921000 Chassis Dimension (inch): 38W45D51H Single Phase Power Requirement: Voltage(VAC): 220 Max Power(VA): 2000 Max Current/Phase(A): 9 Circuit Breaker(A): 15 Three Phase Power Requirement: Voltage(VAC): 380 Max Power(VA): 19286 Max Current/Phase(A): 30 Circuit Breaker(A): 50 | Standing System | 9 | 8P10.16PHNX-F | 8P3.81PHNX-F | 374578 | 136858 | 18 | 18 | [6 empty] | YES | NO | NO | 0 | 0 | NO | NO | 4 | [5 empty] | 86800 | 808450
921002 | System-LBT21084HC-0~5V-20/5/0/0A-64CH-380V3P-V101 | LBT | 64 | 220V1P/380V3P | 20 | 5 | 0 | LBT21084 5V 20A | LBT21084HC | System-LBT21084HC-0~5V-20/5/0/0A-64CH-380V3P-921002 Chassis Dimension (inch): 38W45D51H Single Phase Power Requirement: Voltage(VAC): 220 Max Power(VA): 2000 Max Current/Phase(A): 9 Circuit Breaker(A): 15 Three Phase Power Requirement: Voltage(VAC): 380 Max Power(VA): 17143 Max Current/Phase(A): 27 Circuit Breaker(A): 30 | Standing System | 8 | 8P10.16PHNX-F | 8P3.81PHNX-F | 374578 | 136858 | 16 | 16 | [6 empty] | YES | NO | NO | 0 | 0 | NO | NO | 4 | [5 empty] | 73300 | 808548
921004 | System-LBT21084HC-0~5V-20/5/0/0A-88CH-380V3P-V101 | LBT | 88 | 220V1P/380V3P | 20 | 5 | 0 | LBT21084 5V 20A | LBT21084HC | System-LBT21084HC-0~5V-20/5/0/0A-88CH-380V3P-921004 Chassis Dimension (inch): 38W45D61H Single Phase Power Requirement: Voltage(VAC): 220 Max Power(VA): 2400 Max Current/Phase(A): 11 Circuit Breaker(A): 15 Three Phase Power Requirement: Voltage(VAC): 380 Max Power(VA): 23572 Max Current/Phase(A): 36 Circuit Breaker(A): 50 | Standing System | 11 | 8P10.16PHNX-F | 8P3.81PHNX-F | 374578 | 136858 | 22 | 22 | [6 empty] | YES | NO | NO | 0 | 0 | NO | NO | 4 | [5 empty] | 102404 | 808549
921006 | System-LBT21084HC-0~5V-20/5/0/0A-104CH-380V3P-V101 | LBT | 104 | 220V1P/380V3P | 20 | 5 | 0 | LBT21084 5V 20A | LBT21084HC | System-LBT21084HC-0~5V-20/5/0/0A-104CH-380V3P-921006 Chassis Dimension (inch): 38W45D72H Single Phase Power Requirement: Voltage(VAC): 220 Max Power(VA): 2400 Max Current/Phase(A): 11 Circuit Breaker(A): 15 Three Phase Power Requirement: Voltage(VAC): 380 Max Power(VA): 27858 Max Current/Phase(A): 43 Circuit Breaker(A): 50 | Standing System | 13 | 8P10.16PHNX-F | 8P3.81PHNX-F | 374578 | 136858 | 26 | 26 | [6 empty] | YES | NO | NO | 0 | 0 | NO | NO | 4 | [5 empty] | 123000 | 808550
921008 | System-LBT21084HC-0~5V-20/5/0/0A-112CH-380V3P-V101 | LBT | 112 | 220V1P/380V3P | 20 | 5 | 0 | LBT21084 5V 20A | LBT21084HC | System-LBT21084HC-0~5V-20/5/0/0A-112CH-380V3P-921008 Chassis Dimension (inch): 38W45D72H Single Phase Power Requirement: Voltage(VAC): 220 Max Power(VA): 4000 Max Current/Phase(A): 18 Circuit Breaker(A): 20 Three Phase Power Requirement: Voltage(VAC): 380 Max Power(VA): 30000 Max Current/Phase(A): 46 Circuit Breaker(A): 63 | Standing System | 14 | 8P10.16PHNX-F | 8P3.81PHNX-F | 374578 | 136858 | 28 | 28 | [6 empty] | YES | NO | NO | 0 | 0 | NO | NO | 4 | [5 empty] | 130000 | 808744
921010 | System-LBT21084HC-0~5V-20/5/0/0A-120CH-380V3P-V101 | LBT | 120 | 220V1P/380V3P | 20 | 5 | 0 | LBT21084 5V 20A | LBT21084HC | System-LBT21084HC-0~5V-20/5/0/0A-120CH-380V3P-921010 Chassis Dimension (inch): 38W45D72H Single Phase Power Requirement: Voltage(VAC): 220 Max Power(VA): 4000 Max Current/Phase(A): 18 Circuit Breaker(A): 20 Three Phase Power Requirement: Voltage(VAC): 380 Max Power(VA): 32143 Max Current/Phase(A): 49 Circuit Breaker(A): 63 | Standing System | 15 | 8P10.16PHNX-F | 8P3.81PHNX-F | 374578 | 136858 | 30 | 30 | [6 empty] | YES | NO | NO | 0 | 0 | NO | NO | 4 | [5 empty] | 136000 | 808451
921014 | System-LBT21084HC-0~10V-10/0.5/0.02/0.001A-16CH-220V1P-V101 | LBT | 16 | 220V1P/380V3P | 10 | 10 | 0 | LBT21084 10V 10A | LBT21084HC | System-LBT21084HC-0~10V-10/0.5/0.02/0.001A-16CH-220V1P-921014 Chassis Dimension (inch): 25W45D40H Single Phase Power Requirement: Voltage(VAC): 220 Max Power(VA): 3700 Max Current/Phase(A): 17 Circuit Breaker(A): 20 | Standing System | 2 | 8P10.16PHNX-F | 8P3.81PHNX-F | 374578 | 136858 | 4 | 4 | [6 empty] | YES | NO | NO | 0 | 0 | NO | NO | 4 | [5 empty] | 25200 | 808452
921028 | LBT22043HC-0~25V-20/2/0.1/0A-20CH-380V3P | LBT | 20 | 220V1P/380V3P | 20 | 25 | 0 | LBT22043 25V 20A | LBT22043 | LBT22043HC-0~25V-20/2/0.1/0A-20CH-380V3P IV Module PN: 412626 Chassis Dimension(inch): 35W39D51H Single Phase Power Requirement: Voltage(VAC): 220 Max Power(VA): 1152 Max Current/Phase(A): 6 Circuit Breaker(A): 15 Three Phase Power Requirement: Voltage(VAC):380 Max Power(VA): 18600 Max Current/Phase(A): 29 Circuit Breaker(A): 50 | Standing System | 20 | 4P7.62PHNX-F |  | 400930 |  | 20 | [7 empty] | YES | NO | NO | 0 | 0 | NO | NO | 3 | [5 empty] | 53500 | 808455
921030 | LBT22043HC-0~25V-20/2/0.1/0A-36CH-380V3P | LBT | 36 | 220V1P/380V3P | 20 | 25 | 0 | LBT22043 25V 20A | LBT22043 | LBT22043HC-0~25V-20/2/0.1/0A-36CH-380V3P IV Module PN: 412626 Chassis Dimension(inch): 35W39D51H Single Phase Power Requirement: Voltage(VAC): 220 Max Power(VA): 1728 Max Current/Phase(A): 8 Circuit Breaker(A): 15 Three Phase Power Requirement: Voltage(VAC):380 Max Power(VA): 37200 Max Current/Phase(A): 57 Circuit Breaker(A): 80 | Standing System | 36 | 4P7.62PHNX-F |  | 400930 |  | 36 | [7 empty] | YES | NO | NO | 0 | 0 | NO | NO | 3 | [5 empty] | 90400 | 808647
921032 | LBT22043HC-0~25V-20/2/0.1/0A-40CH-380V3P | LBT | 40 | 220V1P/380V3P | 20 | 25 | 0 | LBT22043 25V 20A | LBT22043 | LBT22043HC-0~25V-20/2/0.1/0A-40CH-380V3P IV Module PN: 412626 Chassis Dimension(inch): 35W39D51H Single Phase Power Requirement: Voltage(VAC): 220 Max Power(VA): 1728 Max Current/Phase(A): 8 Circuit Breaker(A): 15 Three Phase Power Requirement: Voltage(VAC):380 Max Power(VA): 37200 Max Current/Phase(A): 57 Circuit Breaker(A): 80 | Standing System | 40 | 4P7.62PHNX-F |  | 400930 |  | 40 | [7 empty] | YES | NO | NO | 0 | 0 | NO | NO | 3 | [5 empty] | 97700 | 808745
921034 | LBT22043HC-0~25V-20/2/0.1/0A-44CH-380V3P | LBT | 44 | 220V1P/380V3P | 20 | 25 | 0 | LBT22043 25V 20A | LBT22043 | LBT22043HC-0~25V-20/2/0.1/0A-44CH-380V3P IV Module PN: 412626 Chassis Dimension(inch): 35W39D72H Single Phase Power Requirement: Voltage(VAC): 220 Max Power(VA): 1728 Max Current/Phase(A): 8 Circuit Breaker(A): 15 Three Phase Power Requirement: Voltage(VAC):380 Max Power(VA): 54000 Max Current/Phase(A): 83 Circuit Breaker(A): 100 | Standing System | 44 | 4P7.62PHNX-F |  | 400930 |  | 44 | [7 empty] | YES | NO | NO | 0 | 0 | NO | NO | 3 | [5 empty] | 111314 | 808845
921036 | LBT22043HC-0~25V-20/2/0.1/0A-48CH-380V3P | LBT | 48 | 220V1P/380V3P | 20 | 25 | 0 | LBT22043 25V 20A | LBT22043 | LBT22043HC-0~25V-20/2/0.1/0A-48CH-380V3P IV Module PN: 412626 Chassis Dimension(inch): 35W39D72H Single Phase Power Requirement: Voltage(VAC): 220 Max Power(VA): 1728 Max Current/Phase(A): 8 Circuit Breaker(A): 15 Three Phase Power Requirement: Voltage(VAC):380 Max Power(VA): 54000 Max Current/Phase(A): 83 Circuit Breaker(A): 100 | Standing System | 48 | 4P7.62PHNX-F |  | 400930 |  | 48 | [7 empty] | YES | NO | NO | 0 | 0 | NO | NO | 3 | [5 empty] | 119000 | 808846
921038 | System-LBT21084UC-0~10V-5/0.5/0.02/0.001A-8CH-220V1P-V101 | LBT | 8 | 220V1P/380V3P | 5 | 10 | 0 | LBT21084 10V 5A | LBT21084UC | LBT21084UC-0~10V-5/0.5/0.02/0.001A-8CH-220V1P IV Module PN: 441974 Chassis Dimension(inch): 16W17D13H Single Phase Power Requirement: Voltage(VAC): 220 Max Power(VA): 825 Max Current/Phase(A): 4 Circuit Breaker(A): 15 | Benchtop | 1 | 4P5.08PHNX-F |  | 306170 |  | 8 | [7 empty] | YES | NO | NO | 0 | 0 | NO | NO | 4 | [5 empty] | 7130 | 808945
921044 | System-LBT21084UC-0~5V-5/0.5/0.02/0.001A-120CH-208V3P-V101 | LBT | 120 | 110V1P/208V3P/480V3P | 5 | 5 | 0 | LBT21084 5V 5A | LBT21084UC | LBT21084UC-0~5V-5/0.5/0.02/0.001A-120CH-208V3P IV Module PN: 441970 Chassis Dimension(inch): 25W45D72H Three Phase Power Requirement: Voltage(VAC): 208 Max Power(VA): 6825 Max Current/Phase(A): 24 Circuit Breaker(A): 30 | Standing System | 15 | 4P5.08PHNX-F |  | 306170 |  | 120 | [7 empty] | YES | NO | NO | 0 | 0 | NO | NO | 4 | [5 empty] | 89000 | 809264
921050 | LBT22013-0~60V-50/10/1/0A-9CH-380V3P | LBT | 9 | 220V1P/380V3P | 50 | 60 | 0 | LBT22013 60V 50A | LBT22013 | LBT22013-0~60V-50/10/1/0A-9CH-380V3P IV Module PN: 430788 Chassis Dimension(inch): 35W39D51H Single Phase Power Requirement: Voltage(VAC): 220 Max Power(VA): 1728 Max Current/Phase(A): 8 Circuit Breaker(A): 15 Three Phase Power Requirement: Voltage(VAC):380 Max Power(VA): 55620 Max Current/Phase(A): 85 Circuit Breaker(A): 100 | Standing System | 9 | Lug | 2P5.08PHNX-F | 304826 | 306130 | 18 | 9 | [6 empty] | YES | NO | NO | 0 | 0 | NO | NO | 3 | [5 empty] | 74800 | 810364
921052 | LBT22013-0~60V-50/10/1/0A-10CH-380V3P | LBT | 10 | 220V1P/380V3P | 50 | 60 | 0 | LBT22013 60V 50A | LBT22013 | LBT22013-0~60V-50/10/1/0A-10CH-380V3P IV Module PN: 430788 Chassis Dimension(inch): 35W39D51H Single Phase Power Requirement: Voltage(VAC): 220 Max Power(VA): 1728 Max Current/Phase(A): 8 Circuit Breaker(A): 15 Three Phase Power Requirement: Voltage(VAC):380 Max Power(VA): 55620 Max Current/Phase(A): 85 Circuit Breaker(A): 100 | Standing System | 10 | Lug | 2P5.08PHNX-F | 304826 | 306130 | 20 | 10 | [6 empty] | YES | NO | NO | 0 | 0 | NO | NO | 3 | [5 empty] | 80200 | 810165
921078 | System-LBT21084HC-0~5V-60/5/0.5/0.02A-16CH-208V3P-V101 | LBT | 16 | 110V1P/208V3P/480V3P | 60 | 5 | 0 | LBT21084 5V 60A | LBT21084HC | System-LBT21084HC-0~5V-60/5/0.5/0.02A-16CH-208V3P-921078 Chassis Dimension (inch): 25W45D51H Three Phase Power Requirement: Voltage(VAC): 208 Max Power(VA): 14058 Max Current/Phase(A): 40 Circuit Breaker(A): 50 | Standing System | 2 | 8P10.16PHNX-F | 8P3.81PHNX-F | 374578 | 136858 | 4 | 4 | [6 empty] | YES | NO | NO | 0 | 0 | NO | NO | 4 | [5 empty] | 39490 | 811364
921080 | LBT22013-0~25V-100/10/1/0A-2CH-208V3P | LBT | 2 | 110V1P/208V3P/480V3P | 100 | 25 | 0 | LBT22013 25V 100A | LBT22013 | LBT22013-0~25V-100/10/1/0A-2CH-208V3P IV Module PN: 431056 Chassis Dimension(inch): 21W40D51H Three Phase Power Requirement: Voltage(VAC): 208 Max Power(VA): 11952 Max Current/Phase(A): 34 Circuit Breaker(A): 50 | Standing System | 2 | Lug | 2P5.08PHNX-F | 304826 | 306130 | 4 | 2 | [6 empty] | YES | NO | NO | 0 | 0 | NO | NO | 3 | [5 empty] | 26100 | 811365
921082 | System-LBT21014-0~5V-500/50/5/0.5A-3CH-208V3P-V101 | LBT | 3 | 110V1P/208V3P/480V3P | 500 | 5 | 0 | LBT21014 5V 500A | LBT21014 | System-LBT21014-0~5V-500/50/5/0.5A-3CH-208V3P-921082 Chassis Dimension (inch): 25W45D72H Three Phase Power Requirement: Voltage(VAC): 208 Max Power(VA): 21290 Max Current/Phase(A): 60 Circuit Breaker(A): 80 | Standing System | 3 | Lug | 2P5.08PHNX-F | 304826 | 306130 | 6 | 3 | [6 empty] | YES | NO | NO | 0 | 0 | NO | NO | 4 | [5 empty] | 54000 | 811464
921108 | LBT22013-0~60V-50/10/1/0A-11CH-380V3P | LBT | 11 | 220V1P/380V3P | 50 | 60 | 0 | LBT22013 60V 50A | LBT22013 | LBT22013-0~60V-50/10/1/0A-11CH-380V3P IV Module PN: 430788 Chassis Dimension(inch): 35W39D72H Single Phase Power Requirement: Voltage(VAC): 220 Max Power(VA): 1728 Max Current/Phase(A): 8 Circuit Breaker(A): 15 Three Phase Power Requirement: Voltage(VAC):380 Max Power(VA): 55620 Max Current/Phase(A): 85 Circuit Breaker(A): 100 | Standing System | 11 | Lug | 2P5.08PHNX-F | 304826 | 306130 | 22 | 11 | [6 empty] | YES | NO | NO | 0 | 0 | NO | NO | 3 | [5 empty] | 87600 | 813064
921112 | System-LBT21084HC-0~5V-30/5/0.5/0.02A-40CH-208V3P-V101 | LBT | 40 | 110V1P/208V3P/480V3P | 30 | 5 | 0 | LBT21084 5V 30A | LBT21084HC | System-LBT21084HC-0~5V-30/5/0.5/0.02A-40CH-208V3P-921112 Chassis Dimension (inch): 25W45D72H Three Phase Power Requirement: Voltage(VAC): 208 Max Power(VA): 17272 Max Current/Phase(A): 48 Circuit Breaker(A): 63 | Standing System | 5 | 8P10.16PHNX-F | 8P3.81PHNX-F | 374578 | 136858 | 10 | 10 | [6 empty] | YES | NO | NO | 0 | 0 | NO | NO | 4 | [5 empty] | 65900 | 813264
921114 | System-HS21044-(-5)~5V-5/0.5/0.02/0.001A-16CH-110V1P-V101 | HS | 16 | 110V1P/208V3P/480V3P | 5 | 5 | -5 | HS21044 +/-5V 5A | HS21044 |  |  | 4 | 4P5.08PHNX-F |  | 306170 |  | 16 | [7 empty] | YES | NO | NO | 0 | 0 | YES | NO | 4 | [5 empty] | 48100 | 813464
921116 | LBT22013-0~40V-75/15/1/0A-8CH-380V3P | LBT | 8 | 220V1P/380V3P | 75 | 40 | 0 | LBT22013 40V 75A | LBT22013 | LBT22013-0~40V-75/15/1/0A-8CH-380V3P IV Module PN: 440588 Chassis Dimension(inch): 35W39D51H Single Phase Power Requirement: Voltage(VAC): 220 Max Power(VA): 1728 Max Current/Phase(A): 8 Circuit Breaker(A): 15 Three Phase Power Requirement: Voltage(VAC):380 Max Power(VA): 37440 Max Current/Phase(A): 57 Circuit Breaker(A): 80 | Standing System | 8 | Lug | 2P5.08PHNX-F | 304826 | 306130 | 16 | 8 | [6 empty] | YES | NO | NO | 0 | 0 | NO | NO | 3 | [5 empty] | 65000 | 813564
921118 | System-LBT21084UC-(-5)~5V-1/0.05/0.002/0.0001A-128CH-110V1P-V101 | LBT | 128 | 110V1P/208V3P/480V3P | 1 | 5 | -5 | LBT21084 +/-5V 1A | LBT21084UC | LBT21084UC-(-5)~5V-1/0.05/0.002/0.0001A-128CH-110V1P IV Module PN: 441972 Chassis Dimension(inch): 25W45D72H Single Phase Power Requirement: Voltage(VAC): 110 Max Power(VA): 2400 Max Current/Phase(A): 22 Circuit Breaker(A): 30 | Standing System | 16 | 4P5.08PHNX-F |  | 306170 |  | 128 | [7 empty] | YES | NO | NO | 0 | 0 | NO | NO | 4 | [5 empty] | 84700 | 813665
921120 | System-LBT21014-0~5V-300/50/5/0.5A-2CH-208V3P-V101 | LBT | 2 | 110V1P/208V3P/480V3P | 300 | 5 | 0 | LBT21014 5V 300A | LBT21014 | System-LBT21014-0~5V-300/50/5/0.5A-2CH-208V3P-921120 Chassis Dimension (inch): 25W45D40H Three Phase Power Requirement: Voltage(VAC): 208 Max Power(VA): 9236 Max Current/Phase(A): 26 Circuit Breaker(A): 30 | Standing System | 2 | Lug | 2P5.08PHNX-F | 304826 | 306130 | 4 | 2 | [6 empty] | YES | NO | NO | 0 | 0 | NO | NO | 4 | [5 empty] | 27700 | 814266
921124 | System-LBT21014-0~5V-500/50/5/0.5A-1CH-208V3P-V101 | LBT | 1 | 110V1P/208V3P/480V3P | 500 | 5 | 0 | LBT21014 5V 500A | LBT21014 | System-LBT21014-0~5V-500/50/5/0.5A-1CH-208V3P-921124 Chassis Dimension (inch): 25W45D40H Three Phase Power Requirement: Voltage(VAC): 208 Max Power(VA): 7897 Max Current/Phase(A): 22 Circuit Breaker(A): 30 | Standing System | 1 | Lug | 2P5.08PHNX-F | 304826 | 306130 | 2 | 1 | [6 empty] | YES | NO | NO | 0 | 0 | NO | NO | 4 | [5 empty] | 23300 | 814466
921126 | System-LBT21084UC-(-5)~5V-5/0.5/0.02/0.001A-24CH-110V1P-V101 | LBT | 24 | 110V1P/208V3P/480V3P | 5 | 5 | -5 | LBT21084 +/-5V 5A | LBT21084UC | LBT21084UC-(-5)~5V-5/0.5/0.02/0.001A-24CH-110V1P IV Module PN: 441970 Chassis Dimension(inch): 25W45D40H Single Phase Power Requirement: Voltage(VAC): 110 Max Power(VA): 2325 Max Current/Phase(A): 21 Circuit Breaker(A): 30 | Standing System | 3 | 4P5.08PHNX-F |  | 306170 |  | 24 | [7 empty] | YES | NO | NO | 0 | 0 | NO | NO | 4 | [5 empty] | 24900 | 814566
921128 | System-HS21044-(-5)~5V-5/0.5/0.02/0.001A-8CH-110V1P-V101 | HS | 8 | 110V1P/208V3P/480V3P | 5 | 5 | -5 | HS21044 +/-5V 5A | HS21044 |  |  | 2 | 4P5.08PHNX-F |  | 306170 |  | 8 | [7 empty] | YES | NO | NO | 0 | 0 | YES | NO | 4 | [5 empty] | 22100 | 815466
921130 | LBT22023MC-0~60V-15/2/0.1/0A-2CH-208V3P | LBT | 2 | 110V1P/208V3P/480V3P | 15 | 60 | 0 | LBT22023 60V 15A | LBT22023 | LBT22023MC-0~60V-15/2/0.1/0A-2CH-208V3P IV Module PN: 430166 Chassis Dimension(inch): 21W40D35H Three Phase Power Requirement: Voltage(VAC): 208 Max Power(VA): 7392 Max Current/Phase(A): 21 Circuit Breaker(A): 30 | Standing System | 2 | 4P7.62PHNX-F |  | 400930 |  | 2 | [7 empty] | YES | NO | NO | 0 | 0 | NO | NO | 3 | [5 empty] | 17100 | 815566
921136 | System-LBT21084HC-0~5V-60/5/0.5/0.02A-24CH-208V3P-V101 | LBT | 24 | 110V1P/208V3P/480V3P | 60 | 5 | 0 | LBT21084 5V 60A | LBT21084HC | System-LBT21084HC-0~5V-60/5/0.5/0.02A-24CH-208V3P-921136 Chassis Dimension (inch): 25W45D72H Three Phase Power Requirement: Voltage(VAC): 208 Max Power(VA): 20486 Max Current/Phase(A): 57 Circuit Breaker(A): 63 | Standing System | 3 | 8P10.16PHNX-F | 8P3.81PHNX-F | 374578 | 136858 | 6 | 6 | [6 empty] | YES | NO | NO | 0 | 0 | NO | NO | 4 | [5 empty] | 55500 | 816366
921138 | System-LBT21084HC-0~5V-60/5/0.5/0.02A-24CH-480V3P-V101 | LBT | 24 | 110V1P/208V3P/480V3P | 60 | 5 | 0 | LBT21084 5V 60A | LBT21084HC | System-LBT21084HC-0~5V-60/5/0.5/0.02A-24CH-480V3P-921138 Chassis Dimension (inch): 25W45D72H Single Phase Power Requirement: Voltage(VAC): 220 Max Power(VA): 1200 Max Current/Phase(A): 5 Circuit Breaker(A): 15 Three Phase Power Requirement: Voltage(VAC): 480 Max Power(VA): 19286 Max Current/Phase(A): 24 Circuit Breaker(A): 30 | Standing System | 3 | 8P10.16PHNX-F | 8P3.81PHNX-F | 374578 | 136858 | 6 | 6 | [6 empty] | YES | NO | NO | 0 | 0 | NO | NO | 4 | [5 empty] | 55500 | 816367
921140 | System-LBT21084HC-0~5V-60/5/0.5/0.02A-32CH-480V3P-V101 | LBT | 32 | 110V1P/208V3P/480V3P | 60 | 5 | 0 | LBT21084 5V 60A | LBT21084HC | System-LBT21084HC-0~5V-60/5/0.5/0.02A-32CH-480V3P-921140 Chassis Dimension (inch): 25W45D72H Single Phase Power Requirement: Voltage(VAC): 220 Max Power(VA): 1200 Max Current/Phase(A): 5 Circuit Breaker(A): 15 Three Phase Power Requirement: Voltage(VAC): 480 Max Power(VA): 25715 Max Current/Phase(A): 31 Circuit Breaker(A): 50 | Standing System | 4 | 8P10.16PHNX-F | 8P3.81PHNX-F | 374578 | 136858 | 8 | 8 | [6 empty] | YES | NO | NO | 0 | 0 | NO | NO | 4 | [5 empty] | 71600 | 816466
921142 | System-LBT20084-(-10)~10V-0.1/0.01/0.001/0.0001A-48CH-220V1P-V101 | LBT | 48 | 220V1P/380V3P | 0.1 | 10 | -10 | LBT20084 +/-10V 0.1A | LBT20084 | LBT20084-(-10)~10V-0.1/0.01/0.001/0.0001A-48CH-220V1P IV Module PN: 441978 Chassis Dimension(inch): 25W45D40H Single Phase Power Requirement: Voltage(VAC): 220 Max Power(VA): 1200 Max Current/Phase(A): 5 Circuit Breaker(A): 15 | Standing System | 6 | 4P5.08PHNX-F |  | 194922 |  | 48 | [7 empty] | YES | NO | NO | 0 | 0 | NO | NO | 4 | [5 empty] | 35200 | 816467
921144 | System-LBT20084-(-10)~10V-0.1/0.01/0.001/0.0001A-56CH-220V1P-V101 | LBT | 56 | 220V1P/380V3P | 0.1 | 10 | -10 | LBT20084 +/-10V 0.1A | LBT20084 | LBT20084-(-10)~10V-0.1/0.01/0.001/0.0001A-56CH-220V1P IV Module PN: 441978 Chassis Dimension(inch): 25W45D40H Single Phase Power Requirement: Voltage(VAC): 220 Max Power(VA): 1200 Max Current/Phase(A): 5 Circuit Breaker(A): 15 | Standing System | 7 | 4P5.08PHNX-F |  | 194922 |  | 56 | [7 empty] | YES | NO | NO | 0 | 0 | NO | NO | 4 | [5 empty] | 39700 | 816566
921146 | System-LBT20084-(-10)~10V-0.1/0.01/0.001/0.0001A-64CH-220V1P-V101 | LBT | 64 | 220V1P/380V3P | 0.1 | 10 | -10 | LBT20084 +/-10V 0.1A | LBT20084 | LBT20084-(-10)~10V-0.1/0.01/0.001/0.0001A-64CH-220V1P IV Module PN: 441978 Chassis Dimension(inch): 25W45D51H Single Phase Power Requirement: Voltage(VAC): 220 Max Power(VA): 1200 Max Current/Phase(A): 5 Circuit Breaker(A): 15 | Standing System | 8 | 4P5.08PHNX-F |  | 194922 |  | 64 | [7 empty] | YES | NO | NO | 0 | 0 | NO | NO | 4 | [5 empty] | 45200 | 816368
921148 | System-LBT20084-(-10)~10V-0.1/0.01/0.001/0.0001A-72CH-220V1P-V101 | LBT | 72 | 220V1P/380V3P | 0.1 | 10 | -10 | LBT20084 +/-10V 0.1A | LBT20084 | LBT20084-(-10)~10V-0.1/0.01/0.001/0.0001A-72CH-220V1P IV Module PN: 441978 Chassis Dimension(inch): 25W45D51H Single Phase Power Requirement: Voltage(VAC): 220 Max Power(VA): 1200 Max Current/Phase(A): 5 Circuit Breaker(A): 15 | Standing System | 9 | 4P5.08PHNX-F |  | 194922 |  | 72 | [7 empty] | YES | NO | NO | 0 | 0 | NO | NO | 4 | [5 empty] | 49700 | 816369
921150 | System-LBT20084-(-10)~10V-0.1/0.01/0.001/0.0001A-80CH-220V1P-V101 | LBT | 80 | 220V1P/380V3P | 0.1 | 10 | -10 | LBT20084 +/-10V 0.1A | LBT20084 | LBT20084-(-10)~10V-0.1/0.01/0.001/0.0001A-80CH-220V1P IV Module PN: 441978 Chassis Dimension(inch): 25W45D51H Single Phase Power Requirement: Voltage(VAC): 220 Max Power(VA): 1200 Max Current/Phase(A): 5 Circuit Breaker(A): 15 | Standing System | 10 | 4P5.08PHNX-F |  | 194922 |  | 80 | [7 empty] | YES | NO | NO | 0 | 0 | NO | NO | 4 | [5 empty] | 54200 | 816666
921152 | System-LBT20084-(-10)~10V-0.1/0.01/0.001/0.0001A-88CH-220V1P-V101 | LBT | 88 | 220V1P/380V3P | 0.1 | 10 | -10 | LBT20084 +/-10V 0.1A | LBT20084 | LBT20084-(-10)~10V-0.1/0.01/0.001/0.0001A-88CH-220V1P IV Module PN: 441978 Chassis Dimension(inch): 25W45D72H Single Phase Power Requirement: Voltage(VAC): 220 Max Power(VA): 1200 Max Current/Phase(A): 5 Circuit Breaker(A): 15 | Standing System | 11 | 4P5.08PHNX-F |  | 194922 |  | 88 | [7 empty] | YES | NO | NO | 0 | 0 | NO | NO | 4 | [5 empty] | 60400 | 816370
921154 | System-LBT20084-(-10)~10V-0.1/0.01/0.001/0.0001A-96CH-220V1P-V101 | LBT | 96 | 220V1P/380V3P | 0.1 | 10 | -10 | LBT20084 +/-10V 0.1A | LBT20084 | LBT20084-(-10)~10V-0.1/0.01/0.001/0.0001A-96CH-220V1P IV Module PN: 464930 Chassis Dimension(inch): 25W45D72H Single Phase Power Requirement: Voltage(VAC): 220 Max Power(VA): 740 Max Current/Phase(A): 4 Circuit Breaker(A): 15 | Standing System | 12 | 4P5.08PHNX-F |  | 194922 |  | 96 | [7 empty] | YES | NO | NO | 0 | 0 | NO | NO | 4 | [5 empty] | 64900 | 816667
921156 | System-LBT20084-(-10)~10V-0.1/0.01/0.001/0.0001A-104CH-220V1P-V101 | LBT | 104 | 220V1P/380V3P | 0.1 | 10 | -10 | LBT20084 +/-10V 0.1A | LBT20084 | LBT20084-(-10)~10V-0.1/0.01/0.001/0.0001A-104CH-220V1P IV Module PN: 441978 Chassis Dimension(inch): 25W45D72H Single Phase Power Requirement: Voltage(VAC): 220 Max Power(VA): 1200 Max Current/Phase(A): 5 Circuit Breaker(A): 15 | Standing System | 13 | 4P5.08PHNX-F |  | 194922 |  | 104 | [7 empty] | YES | NO | NO | 0 | 0 | NO | NO | 4 | [5 empty] | 69300 | 816371
921158 | System-LBT20084-(-10)~10V-0.1/0.01/0.001/0.0001A-112CH-220V1P-V101 | LBT | 112 | 220V1P/380V3P | 0.1 | 10 | -10 | LBT20084 +/-10V 0.1A | LBT20084 | LBT20084-(-10)~10V-0.1/0.01/0.001/0.0001A-112CH-220V1P IV Module PN: 441978 Chassis Dimension(inch): 25W45D72H Single Phase Power Requirement: Voltage(VAC): 220 Max Power(VA): 1200 Max Current/Phase(A): 5 Circuit Breaker(A): 15 | Standing System | 14 | 4P5.08PHNX-F |  | 194922 |  | 112 | [7 empty] | YES | NO | NO | 0 | 0 | NO | NO | 4 | [5 empty] | 74700 | 816668
921160 | System-LBT20084-(-10)~10V-0.1/0.01/0.001/0.0001A-120CH-220V1P-V101 | LBT | 120 | 220V1P/380V3P | 0.1 | 10 | -10 | LBT20084 +/-10V 0.1A | LBT20084 | LBT20084-(-10)~10V-0.1/0.01/0.001/0.0001A-120CH-220V1P IV Module PN: 441978 Chassis Dimension(inch): 25W45D72H Single Phase Power Requirement: Voltage(VAC): 220 Max Power(VA): 1200 Max Current/Phase(A): 5 Circuit Breaker(A): 15 | Standing System | 15 | 4P5.08PHNX-F |  | 194922 |  | 120 | [7 empty] | YES | NO | NO | 0 | 0 | NO | NO | 4 | [5 empty] | 79100 | 816567
921162 | System-LBT20084-(-10)~10V-0.1/0.01/0.001/0.0001A-128CH-220V1P-V101 | LBT | 128 | 220V1P/380V3P | 0.1 | 10 | -10 | LBT20084 +/-10V 0.1A | LBT20084 | LBT20084-(-10)~10V-0.1/0.01/0.001/0.0001A-128CH-220V1P IV Module PN: 441978 Chassis Dimension(inch): 25W45D72H Single Phase Power Requirement: Voltage(VAC): 220 Max Power(VA): 1200 Max Current/Phase(A): 5 Circuit Breaker(A): 15 | Standing System | 16 | 4P5.08PHNX-F |  | 194922 |  | 128 | [7 empty] | YES | NO | NO | 0 | 0 | NO | NO | 4 | [5 empty] | 83600 | 816468
921164 | LBT22013-0~25V-100/10/1/0A-9CH-380V3P | LBT | 9 | 220V1P/380V3P | 100 | 25 | 0 | LBT22013 25V 100A | LBT22013 | LBT22013-0~25V-100/10/1/0A-9CH-380V3P IV Module PN: 431056 Chassis Dimension(inch): 35W39D51H Single Phase Power Requirement: Voltage(VAC): 220 Max Power(VA): 1728 Max Current/Phase(A): 8 Circuit Breaker(A): 15 Three Phase Power Requirement: Voltage(VAC):380 Max Power(VA): 54000 Max Current/Phase(A): 83 Circuit Breaker(A): 100 | Standing System | 9 | Lug | 2P5.08PHNX-F | 304826 | 306130 | 18 | 9 | [6 empty] | YES | NO | NO | 0 | 0 | NO | NO | 3 | [5 empty] | 77000 | 816669
921166 | LBT22013-0~25V-100/10/1/0A-7CH-380V3P | LBT | 7 | 220V1P/380V3P | 100 | 25 | 0 | LBT22013 25V 100A | LBT22013 | LBT22013-0~25V-100/10/1/0A-7CH-380V3P IV Module PN: 431056 Chassis Dimension(inch): 35W39D51H Single Phase Power Requirement: Voltage(VAC): 220 Max Power(VA): 1728 Max Current/Phase(A): 8 Circuit Breaker(A): 15 Three Phase Power Requirement: Voltage(VAC):380 Max Power(VA): 37200 Max Current/Phase(A): 57 Circuit Breaker(A): 80 | Standing System | 7 | Lug | 2P5.08PHNX-F | 304826 | 306130 | 14 | 7 | [6 empty] | YES | NO | NO | 0 | 0 | NO | NO | 3 | [5 empty] | 61800 | 816372
921168 | LBT22013-0~25V-100/10/1/0A-10CH-380V3P | LBT | 10 | 220V1P/380V3P | 100 | 25 | 0 | LBT22013 25V 100A | LBT22013 | LBT22013-0~25V-100/10/1/0A-10CH-380V3P IV Module PN: 431056 Chassis Dimension(inch): 35W39D51H Single Phase Power Requirement: Voltage(VAC): 220 Max Power(VA): 1728 Max Current/Phase(A): 8 Circuit Breaker(A): 15 Three Phase Power Requirement: Voltage(VAC):380 Max Power(VA): 54000 Max Current/Phase(A): 83 Circuit Breaker(A): 100 | Standing System | 10 | Lug | 2P5.08PHNX-F | 304826 | 306130 | 20 | 10 | [6 empty] | YES | NO | NO | 0 | 0 | NO | NO | 3 | [5 empty] | 82400 | 816670
921170 | System-LBT21084UC-0~10V-5/0.5/0.02/0.001A-48CH-220V1P-V101 | LBT | 48 | 220V1P/380V3P | 5 | 10 | 0 | LBT21084 10V 5A | LBT21084UC | LBT21084UC-0~10V-5/0.5/0.02/0.001A-48CH-220V1P IV Module PN: 441974 Chassis Dimension(inch): 25W45D40H Single Phase Power Requirement: Voltage(VAC): 220 Max Power(VA): 4950 Max Current/Phase(A): 22 Circuit Breaker(A): 30 | Standing System | 6 | 4P5.08PHNX-F |  | 306170 |  | 48 | [7 empty] | YES | NO | NO | 0 | 0 | NO | NO | 4 | [5 empty] | 43400 | 816568
921172 | System-LBT21084UC-0~10V-5/0.5/0.02/0.001A-88CH-380V3P(N)-V101 | LBT | 88 | 220V1P/380V3P | 5 | 10 | 0 | LBT21084 10V 5A | LBT21084UC | LBT21084UC-0~10V-5/0.5/0.02/0.001A-88CH-380V3P(N) IV Module PN: 441974 Chassis Dimension(inch): 25W45D72H Three Phase Power Requirement: Voltage(VAC): 380 Max Power(VA): 8075 Max Current/Phase(A): 20 Circuit Breaker(A): 30 *Neutral Line Required | Standing System | 11 | 4P5.08PHNX-F |  | 306170 |  | 88 | [7 empty] | YES | NO | NO | 0 | 0 | NO | NO | 4 | [5 empty] | 75500 | 816373
921174 | System-LBT21084UC-0~10V-5/0.5/0.02/0.001A-64CH-380V3P(N)-V101 | LBT | 64 | 220V1P/380V3P | 5 | 10 | 0 | LBT21084 10V 5A | LBT21084UC | LBT21084UC-0~10V-5/0.5/0.02/0.001A-64CH-380V3P(N) IV Module PN: 441974 Chassis Dimension(inch): 25W45D51H Three Phase Power Requirement: Voltage(VAC): 380 Max Power(VA): 6200 Max Current/Phase(A): 16 Circuit Breaker(A): 20 *Neutral Line Required | Standing System | 8 | 4P5.08PHNX-F |  | 306170 |  | 64 | [7 empty] | YES | NO | NO | 0 | 0 | NO | NO | 4 | [5 empty] | 56200 | 816569
921176 | System-LBT21084UC-0~10V-5/0.5/0.02/0.001A-72CH-380V3P(N)-V101 | LBT | 72 | 220V1P/380V3P | 5 | 10 | 0 | LBT21084 10V 5A | LBT21084UC | LBT21084UC-0~10V-5/0.5/0.02/0.001A-72CH-380V3P(N) IV Module PN: 441974 Chassis Dimension(inch): 25W45D51H Three Phase Power Requirement: Voltage(VAC): 380 Max Power(VA): 6825 Max Current/Phase(A): 16 Circuit Breaker(A): 20 *Neutral Line Required | Standing System | 9 | 4P5.08PHNX-F |  | 306170 |  | 72 | [7 empty] | YES | NO | NO | 0 | 0 | NO | NO | 4 | [5 empty] | 62100 | 816766
921178 | System-LBT21084UC-0~10V-5/0.5/0.02/0.001A-56CH-220V1P-V101 | LBT | 56 | 220V1P/380V3P | 5 | 10 | 0 | LBT21084 10V 5A | LBT21084UC | LBT21084UC-0~10V-5/0.5/0.02/0.001A-56CH-220V1P IV Module PN: 441974 Chassis Dimension(inch): 25W45D51H Single Phase Power Requirement: Voltage(VAC): 220 Max Power(VA): 5575 Max Current/Phase(A): 25 Circuit Breaker(A): 30 | Standing System | 7 | 4P5.08PHNX-F |  | 306170 |  | 56 | [7 empty] | YES | NO | NO | 0 | 0 | NO | NO | 4 | [5 empty] | 50400 | 816374
921182 | System-LBT20162-(-5)~5V-0.1/0.01/0/0A-208CH-220V1P-V101 | LBT | 208 | 220V1P/380V3P | 0.1 | 5 | -5 | LBT20162 +/-5V 0.1A | LBT20162 | LBT20162-(-5)~5V-0.1/0.01/0/0A-208CH-220V1P IV Module PN: 443894 Chassis Dimension(inch): 25W45D72H Single Phase Power Requirement: Voltage(VAC): 220 Max Power(VA): 1200 Max Current/Phase(A): 5 Circuit Breaker(A): 15 | Standing System | 13 | 16P3.81PHNX-F |  | 381546 |  | 52 | [7 empty] | YES | NO | NO | 0 | 0 | NO | NO | 2 | [5 empty] | 77800 | 817566
921184 | System-LBT20162-(-5)~5V-0.1/0.01/0/0A-32CH-220V1P-V101 | LBT | 32 | 220V1P/380V3P | 0.1 | 5 | -5 | LBT20162 +/-5V 0.1A | LBT20162 | LBT20162-(-5)~5V-0.1/0.01/0/0A-32CH-220V1P IV Module PN: 443894 Chassis Dimension(inch): 16W17D13H Single Phase Power Requirement: Voltage(VAC): 220 Max Power(VA): 200 Max Current/Phase(A): 1 Circuit Breaker(A): 15 | Standing System | 2 | 16P3.81PHNX-F |  | 381546 |  | 8 | [7 empty] | YES | NO | NO | 0 | 0 | NO | NO | 2 | [5 empty] | 11900 | 817666
921216 | System-LBT20162-(-5)~5V-0.1/0.01/0/0A-64CH-220V1P-V101 | LBT | 64 | 220V1P/380V3P | 0.1 | 5 | -5 | LBT20162 +/-5V 0.1A | LBT20162 | LBT20162-(-5)~5V-0.1/0.01/0/0A-64CH-220V1P IV Module PN: 443894 Chassis Dimension(inch): 25W45D40H Single Phase Power Requirement: Voltage(VAC): 220 Max Power(VA): 1200 Max Current/Phase(A): 5 Circuit Breaker(A): 15 | Standing System | 4 | 16P3.81PHNX-F |  | 381546 |  | 16 | [7 empty] | YES | NO | NO | 0 | 0 | NO | NO | 2 | [5 empty] | 28800 | 818666
921260 | LBT22023MC-0~60V-15/2/0.1/0A-22CH-380V3P | LBT | 22 | 220V1P/380V3P | 15 | 60 | 0 | LBT22023 60V 15A | LBT22023 | LBT22023MC-0~60V-15/2/0.1/0A-22CH-380V3P IV Module PN: 430166 Chassis Dimension(inch): 35W39D51H Single Phase Power Requirement: Voltage(VAC): 220 Max Power(VA): 1728 Max Current/Phase(A): 8 Circuit Breaker(A): 15 Three Phase Power Requirement: Voltage(VAC):380 Max Power(VA): 37680 Max Current/Phase(A): 58 Circuit Breaker(A): 80 | Standing System | 22 | 4P7.62PHNX-F |  | 400930 |  | 22 | [7 empty] | YES | NO | NO | 0 | 0 | NO | NO | 3 | [5 empty] | 84900 | 820970
921262 | LBT22023MC-0~60V-15/2/0.1/0A-18CH-380V3P | LBT | 18 | 220V1P/380V3P | 15 | 60 | 0 | LBT22023 60V 15A | LBT22023 | LBT22023MC-0~60V-15/2/0.1/0A-18CH-380V3P IV Module PN: 430166 Chassis Dimension(inch): 35W39D51H Single Phase Power Requirement: Voltage(VAC): 220 Max Power(VA): 1728 Max Current/Phase(A): 8 Circuit Breaker(A): 15 Three Phase Power Requirement: Voltage(VAC):380 Max Power(VA): 37680 Max Current/Phase(A): 58 Circuit Breaker(A): 80 | Standing System | 18 | 4P7.62PHNX-F |  | 400930 |  | 18 | [7 empty] | YES | NO | NO | 0 | 0 | NO | NO | 3 | [5 empty] | 73400 | 820870
921264 | LBT22023MC-0~60V-15/2/0.1/0A-20CH-380V3P | LBT | 20 | 220V1P/380V3P | 15 | 60 | 0 | LBT22023 60V 15A | LBT22023 | LBT22023MC-0~60V-15/2/0.1/0A-20CH-380V3P IV Module PN: 430166 Chassis Dimension(inch): 35W39D51H Single Phase Power Requirement: Voltage(VAC): 220 Max Power(VA): 1728 Max Current/Phase(A): 8 Circuit Breaker(A): 15 Three Phase Power Requirement: Voltage(VAC):380 Max Power(VA): 37680 Max Current/Phase(A): 58 Circuit Breaker(A): 80 | Standing System | 20 | 4P7.62PHNX-F |  | 400930 |  | 20 | [7 empty] | YES | NO | NO | 0 | 0 | NO | NO | 3 | [5 empty] | 79200 | 820871
921266 | LBT22023MC-0~40V-20/2/0.1/0A-14CH-380V3P | LBT | 14 | 220V1P/380V3P | 20 | 40 | 0 | LBT22023 40V 20A | LBT22023 | LBT22023MC-0~40V-20/2/0.1/0A-14CH-380V3P IV Module PN: 430150 Chassis Dimension(inch): 35W39D51H Single Phase Power Requirement: Voltage(VAC): 220 Max Power(VA): 1152 Max Current/Phase(A): 6 Circuit Breaker(A): 15 Three Phase Power Requirement: Voltage(VAC):380 Max Power(VA): 19620 Max Current/Phase(A): 30 Circuit Breaker(A): 50 | Standing System | 14 | 4P7.62PHNX-F |  | 400930 |  | 14 | [7 empty] | YES | NO | NO | 0 | 0 | NO | NO | 3 | [5 empty] | 56900 | 820872
921268 | LBT22023MC-0~40V-20/2/0.1/0A-10CH-380V3P | LBT | 10 | 220V1P/380V3P | 20 | 40 | 0 | LBT22023 40V 20A | LBT22023 | LBT22023MC-0~40V-20/2/0.1/0A-10CH-380V3P IV Module PN: 430150 Chassis Dimension(inch): 35W39D51H Single Phase Power Requirement: Voltage(VAC): 220 Max Power(VA): 1152 Max Current/Phase(A): 6 Circuit Breaker(A): 15 Three Phase Power Requirement: Voltage(VAC):380 Max Power(VA): 19620 Max Current/Phase(A): 30 Circuit Breaker(A): 50 | Standing System | 10 | 4P7.62PHNX-F |  | 400930 |  | 10 | [7 empty] | YES | NO | NO | 0 | 0 | NO | NO | 3 | [5 empty] | 45500 | 820873
921270 | LBT22023MC-0~40V-20/2/0.1/0A-20CH-380V3P | LBT | 20 | 220V1P/380V3P | 20 | 40 | 0 | LBT22023 40V 20A | LBT22023 | LBT22023MC-0~40V-20/2/0.1/0A-20CH-380V3P IV Module PN: 430150 Chassis Dimension(inch): 35W39D51H Single Phase Power Requirement: Voltage(VAC): 220 Max Power(VA): 1728 Max Current/Phase(A): 8 Circuit Breaker(A): 15 Three Phase Power Requirement: Voltage(VAC):380 Max Power(VA): 37440 Max Current/Phase(A): 57 Circuit Breaker(A): 80 | Standing System | 20 | 4P7.62PHNX-F |  | 400930 |  | 20 | [7 empty] | YES | NO | NO | 0 | 0 | NO | NO | 3 | [5 empty] | 79200 | 820971
921272 | LBT22023MC-0~40V-20/2/0.1/0A-22CH-380V3P | LBT | 22 | 220V1P/380V3P | 20 | 40 | 0 | LBT22023 40V 20A | LBT22023 | LBT22023MC-0~40V-20/2/0.1/0A-22CH-380V3P IV Module PN: 430150 Chassis Dimension(inch): 35W39D51H Single Phase Power Requirement: Voltage(VAC): 220 Max Power(VA): 1728 Max Current/Phase(A): 8 Circuit Breaker(A): 15 Three Phase Power Requirement: Voltage(VAC):380 Max Power(VA): 37440 Max Current/Phase(A): 57 Circuit Breaker(A): 80 | Standing System | 22 | 4P7.62PHNX-F |  | 400930 |  | 22 | [7 empty] | YES | NO | NO | 0 | 0 | NO | NO | 3 | [5 empty] | 84900 | 821068
921274 | LBT22023MC-0~40V-20/2/0.1/0A-4CH-380V3P | LBT | 4 | 220V1P/380V3P | 20 | 40 | 0 | LBT22023 40V 20A | LBT22023 | LBT22023MC-0~40V-20/2/0.1/0A-4CH-380V3P IV Module PN: 430150 Chassis Dimension(inch): 21W40D35H Single Phase Power Requirement: Voltage(VAC): 220 Max Power(VA): 1152 Max Current/Phase(A): 6 Circuit Breaker(A): 15 Three Phase Power Requirement: Voltage(VAC):380 Max Power(VA): 7830 Max Current/Phase(A): 12 Circuit Breaker(A): 20 | Standing System | 4 | 4P7.62PHNX-F |  | 400930 |  | 4 | [7 empty] | YES | NO | NO | 0 | 0 | NO | NO | 3 | [5 empty] | 23200 | 820874
921276 | LBT22013-0~25V-100/10/1/0A-11CH-380V3P | LBT | 11 | 220V1P/380V3P | 100 | 25 | 0 | LBT22013 25V 100A | LBT22013 | LBT22013-0~25V-100/10/1/0A-11CH-380V3P IV Module PN: 431056 Chassis Dimension(inch): 35W39D72H Single Phase Power Requirement: Voltage(VAC): 220 Max Power(VA): 1728 Max Current/Phase(A): 8 Circuit Breaker(A): 15 Three Phase Power Requirement: Voltage(VAC):380 Max Power(VA): 54000 Max Current/Phase(A): 83 Circuit Breaker(A): 100 | Standing System | 11 | Lug | 2P5.08PHNX-F | 304826 | 306130 | 22 | 11 | [6 empty] | YES | NO | NO | 0 | 0 | NO | NO | 3 | [5 empty] | 89800 | 820875
921302 | System-LBT21084UC-(-5)~5V-1/0.05/0.002/0.0001A-8CH-auxV-auxT-220V1P-V101 | LBT(temp disabled) | 8 | 220V1P/380V3P | 1 | 5 | -5 | LBT21084 +/-5V 1A | LBT21084 | LBT21084UC-(-5)~5V-1/0.05/0.002/0.0001A-8CH-auxV-auxT-220V1P IV Module PN: 448082 Chassis Dimension(inch): 16W17D13H Single Phase Power Requirement: Voltage(VAC): 220 Max Power(VA): 275 Max Current/Phase(A): 1 Circuit Breaker(A): 15 | Benchtop | 1 | 4P5.08PHNX-F |  | 306170 |  | 8 | [7 empty] | YES | NO | NO | 8 | 8 | YES | NO | 4 | [5 empty] | 8200 | 822570
921304 | System-LBT21024-0~5V-250/50/5/0.5A-6CH-208V3P-V101 | LBT | 6 | 110V1P/208V3P/480V3P | 250 | 5 | 0 | LBT21024 5V 250A | LBT21024 | System-LBT21024-0~5V-250/50/5/0.5A-6CH-208V3P-921304 Chassis Dimension (inch): 25W45D72H Three Phase Power Requirement: Voltage(VAC): 208 Max Power(VA): 21290 Max Current/Phase(A): 60 Circuit Breaker(A): 80 | Standing System | 3 | Lug | 2P5.08PHNX-F | 304826 | 306130 | 12 | 6 | [6 empty] | YES | NO | NO | 0 | 0 | NO | NO | 4 | [5 empty] | 54600 | 822970
921332 | LBT22043HC-0~25V-20/2/0.1/0A-12CH-208V3P | LBT | 12 | 110V1P/208V3P/480V3P | 20 | 25 | 0 | LBT22043 25V 20A | LBT22043 | LBT22043HC-0~25V-20/2/0.1/0A-12CH-208V3P IV Module PN: 412626 Chassis Dimension(inch): 21W40D51H Three Phase Power Requirement: Voltage(VAC): 208 Max Power(VA): 11952 Max Current/Phase(A): 34 Circuit Breaker(A): 50 | Standing System | 12 | 4P7.62PHNX-F |  | 400930 |  | 12 | [7 empty] | YES | NO | NO | 0 | 0 | NO | NO | 3 | [5 empty] | 37300 | 826571
921394 | System-LBT21084UC-0~5V-10/0.5/0.02/0.001A-80CH-208V3P-V101 | LBT | 80 | 110V1P/208V3P/480V3P | 10 | 5 | 0 | LBT21084 5V 10A | LBT21084UC | LBT21084UC-0~5V-10/0.5/0.02/0.001A-80CH-208V3P IV Module PN: 441968 Chassis Dimension(inch): 25W45D72H Three Phase Power Requirement: Voltage(VAC): 208 Max Power(VA): 8700 Max Current/Phase(A): 31 Circuit Breaker(A): 50 | Standing System | 10 | 4P5.08PHNX-F |  | 306170 |  | 80 | [7 empty] | YES | NO | NO | 0 | 0 | NO | NO | 4 | [5 empty] | 69600 | 831674
921396 | System-LBT21162-(-5)~5V-1/0.1/0/0A-16CH-220V1P-V101 | LBT | 16 | 220V1P/380V3P | 1 | 5 | -5 | LBT21162 +/-5V 1A | LBT21162 | LBT21162-(-5)~5V-1/0.1/0/0A-16CH-220V1P IV Module PN: 442946 Chassis Dimension(inch): 16W17D13H Single Phase Power Requirement: Voltage(VAC): 220 Max Power(VA): 350 Max Current/Phase(A): 2 Circuit Breaker(A): 15 | Benchtop | 1 | 16P3.81PHNX-F |  | 381546 |  | 4 | [7 empty] | YES | NO | NO | 0 | 0 | NO | NO | 2 | [5 empty] | 8140 | 832174
921408 | LBT22043HC-0~25V-20/2/0.1/0A-20CH-208V3P | LBT | 20 | 110V1P/208V3P/480V3P | 20 | 25 | 0 | LBT22043 25V 20A | LBT22043 | LBT22043HC-0~25V-20/2/0.1/0A-20CH-208V3P IV Module PN: 412626 Chassis Dimension(inch): 35W39D51H Three Phase Power Requirement: Voltage(VAC): 208 Max Power(VA): 20952 Max Current/Phase(A): 59 Circuit Breaker(A): 80 | Standing System | 20 | 4P7.62PHNX-F |  | 400930 |  | 20 | [7 empty] | YES | NO | NO | 0 | 0 | NO | NO | 3 | [5 empty] | 57700 | 833174
921422 | System-HS21044-0~10V-5/0.5/0.02/0.001A-8CH-220V1P-V101 | HS | 8 | 220V1P/380V3P | 5 | 10 | 0 | HS21044 10V 5A | HS21044 |  |  | 2 | 4P5.08PHNX-F |  | 306170 |  | 8 | [7 empty] | YES | NO | NO | 0 | 0 | YES | NO | 4 | [5 empty] | 22300 | 836975
921424 | System-LBT21084HC-0~5V-20/5/0/0A-16CH-208V3P-V101 | LBT | 16 | 110V1P/208V3P/480V3P | 20 | 5 | 0 | LBT21084 5V 20A | LBT21084HC | System-LBT21084HC-0~5V-20/5/0/0A-16CH-208V3P-921424 Chassis Dimension (inch): 25W45D40H Three Phase Power Requirement: Voltage(VAC): 208 Max Power(VA): 5486 Max Current/Phase(A): 16 Circuit Breaker(A): 20 | Standing System | 2 | 8P10.16PHNX-F | 8P3.81PHNX-F | 374578 | 136858 | 4 | 4 | [6 empty] | YES | NO | NO | 0 | 0 | NO | NO | 4 | [5 empty] | 28200 | 837075
921426 | System-LBT21084UC-0~5V-5/0.5/0.02/0.001A-16CH-auxV-auxT-220V1P-V101 | LBT(temp disabled) | 16 | 220V1P/380V3P | 5 | 5 | 0 | LBT21084 5V 5A | LBT21084 | LBT21084UC-0~5V-5/0.5/0.02/0.001A-16CH-auxV-auxT-220V1P IV Module PN: 448084 Chassis Dimension(inch): 16W17D13H Single Phase Power Requirement: Voltage(VAC): 220 Max Power(VA): 950 Max Current/Phase(A): 4 Circuit Breaker(A): 15 | Benchtop | 2 | 4P5.08PHNX-F |  | 306170 |  | 16 | [7 empty] | YES | NO | NO | 16 | 16 | YES | NO | 4 | [5 empty] | 13100 | 838684
921432 | System-LBT21084HC-0~20V-10/0.5/0.02/0.001A-48CH-208V3P-V101 | LBT | 48 | 110V1P/208V3P/480V3P | 10 | 20 | 0 | LBT21084 20V 10A | LBT21084HC | System-LBT21084HC-0~20V-10/0.5/0.02/0.001A-48CH-208V3P-921432 Chassis Dimension (inch): 25W45D72H Three Phase Power Requirement: Voltage(VAC): 208 Max Power(VA): 14700 Max Current/Phase(A): 41 Circuit Breaker(A): 50 | Standing System | 6 | 8P10.16PHNX-F | 8P3.81PHNX-F | 374578 | 136858 | 12 | 12 | [6 empty] | YES | NO | NO | 0 | 0 | NO | NO | 4 | [5 empty] | 68500 | 839775
921434 | System-LBT21084HC-0~20V-10/0.5/0.02/0.001A-48CH-480V3P-V101 | LBT | 48 | 110V1P/208V3P/480V3P | 10 | 20 | 0 | LBT21084 20V 10A | LBT21084HC | System-LBT21084HC-0~20V-10/0.5/0.02/0.001A-48CH-480V3P-921434 Chassis Dimension (inch): 25W45D72H Single Phase Power Requirement: Voltage(VAC): 220 Max Power(VA): 1200 Max Current/Phase(A): 5 Circuit Breaker(A): 15 Three Phase Power Requirement: Voltage(VAC): 480 Max Power(VA): 19286 Max Current/Phase(A): 24 Circuit Breaker(A): 30 | Standing System | 6 | 8P10.16PHNX-F | 8P3.81PHNX-F | 374578 | 136858 | 12 | 12 | [6 empty] | YES | NO | NO | 0 | 0 | NO | NO | 4 | [5 empty] | 64700 | 839776
921446 | System-LBT21162-(-5)~5V-1/0.1/0/0A-224CH-220V1P-V101 | LBT | 224 | 220V1P/380V3P | 1 | 5 | -5 | LBT21162 +/-5V 1A | LBT21162 | LBT21162-(-5)~5V-1/0.1/0/0A-224CH-220V1P IV Module PN: 442946 Chassis Dimension(inch): 25W45D72H Single Phase Power Requirement: Voltage(VAC): 220 Max Power(VA): 4500 Max Current/Phase(A): 20 Circuit Breaker(A): 30 | Standing System | 14 | 16P3.81PHNX-F |  | 381546 |  | 56 | [7 empty] | YES | NO | NO | 0 | 0 | NO | NO | 2 | [5 empty] | 89900 | 841576
921466 | LBT22023HC-0~25V-50/5/0.1/0A-8CH-208V3P | LBT | 8 | 110V1P/208V3P/480V3P | 50 | 25 | 0 | LBT22023 25V 50A | LBT22023 | LBT22023HC-0~25V-50/5/0.1/0A-8CH-208V3P IV Module PN: 430138 Chassis Dimension(inch): 35W39D51H Three Phase Power Requirement: Voltage(VAC): 208 Max Power(VA): 20952 Max Current/Phase(A): 59 Circuit Breaker(A): 80 | Standing System | 8 | Lug | 2P5.08PHNX-F | 304826 | 306130 | 16 | 8 | [6 empty] | YES | NO | NO | 0 | 0 | NO | NO | 3 | [5 empty] | 43900 | 843277
921470 | System-LBT21084UC-(-5)~5V-5/0.5/0.02/0.001A-128CH-208V3P-V101 | LBT | 128 | 110V1P/208V3P/480V3P | 5 | 5 | -5 | LBT21084 +/-5V 5A | LBT21084UC | LBT21084UC-(-5)~5V-5/0.5/0.02/0.001A-128CH-208V3P IV Module PN: 441970 Chassis Dimension(inch): 25W45D72H Three Phase Power Requirement: Voltage(VAC): 208 Max Power(VA): 7200 Max Current/Phase(A): 24 Circuit Breaker(A): 30 | Standing System | 16 | 4P5.08PHNX-F |  | 306170 |  | 128 | [7 empty] | YES | NO | NO | 0 | 0 | NO | NO | 4 | [5 empty] | 95500 | 843579
921486 | System-LBT21014-0~5V-300/50/5/0.5A-6CH-208V3P-V101 | LBT | 6 | 110V1P/208V3P/480V3P | 300 | 5 | 0 | LBT21014 5V 300A | LBT21014 | System-LBT21014-0~5V-300/50/5/0.5A-6CH-208V3P-921486 Chassis Dimension (inch): 25W45D72H Three Phase Power Requirement: Voltage(VAC): 208 Max Power(VA): 25308 Max Current/Phase(A): 71 Circuit Breaker(A): 80 | Standing System | 6 | Lug | 2P5.08PHNX-F | 304826 | 306130 | 12 | 6 | [6 empty] | YES | NO | NO | 0 | 0 | NO | NO | 4 | [5 empty] | 68200 | 845482
921488 | LBT22023HC-0~25V-50/5/0.1/0A-4CH-208V3P | LBT | 4 | 110V1P/208V3P/480V3P | 50 | 25 | 0 | LBT22023 25V 50A | LBT22023 | LBT22023HC-0~25V-50/5/0.1/0A-4CH-208V3P IV Module PN: 430138 Chassis Dimension(inch): 21W40D51H Three Phase Power Requirement: Voltage(VAC): 208 Max Power(VA): 11952 Max Current/Phase(A): 34 Circuit Breaker(A): 50 | Standing System | 4 | Lug | 2P5.08PHNX-F | 304826 | 306130 | 8 | 4 | [6 empty] | YES | NO | NO | 0 | 0 | NO | NO | 3 | [5 empty] | 26700 | 845882
921502 | System-LBT21084UC-0~10V-5/0.5/0.02/0.001A-8CH-110V1P-V101 | LBT | 8 | 110V1P/208V3P/480V3P | 5 | 10 | 0 | LBT21084 10V 5A | LBT21084UC | LBT21084UC-0~10V-5/0.5/0.02/0.001A-8CH-110V1P IV Module PN: 441974 Chassis Dimension(inch): 16W17D13H Single Phase Power Requirement: Voltage(VAC): 110 Max Power(VA): 682 Max Current/Phase(A): 6.2 Circuit Breaker(A): 15 | Benchtop | 1 | 4P5.08PHNX-F |  | 306170 |  | 8 | [7 empty] | YES | NO | NO | 0 | 0 | NO | NO | 4 | [5 empty] | 7130 | 846883
921504 | System-LBT21084UC-0~10V-5/0.5/0.02/0.001A-16CH-110V1P-V101 | LBT | 16 | 110V1P/208V3P/480V3P | 5 | 10 | 0 | LBT21084 10V 5A | LBT21084UC | LBT21084UC-0~10V-5/0.5/0.02/0.001A-16CH-110V1P IV Module PN: 441974 Chassis Dimension(inch): 25W45D40H Single Phase Power Requirement: Voltage(VAC): 110 Max Power(VA): 2450 Max Current/Phase(A): 22 Circuit Breaker(A): 30 | Standing System | 2 | 4P5.08PHNX-F |  | 306170 |  | 16 | [7 empty] | YES | NO | NO | 0 | 0 | NO | NO | 4 | [5 empty] | 20000 | 846983
921516 | System-LBT21084UC-(-5)~5V-1/0.05/0.002/0.0001A-16CH-auxV-auxT-220V1P-V101 | LBT(temp disabled) | 16 | 220V1P/380V3P | 1 | 5 | -5 | LBT21084 +/-5V 1A | LBT21084 | LBT21084UC-(-5)~5V-1/0.05/0.002/0.0001A-16CH-auxV-auxT-220V1P IV Module PN: 448082 Chassis Dimension(inch): 16W17D13H Single Phase Power Requirement: Voltage(VAC): 220 Max Power(VA): 350 Max Current/Phase(A): 2 Circuit Breaker(A): 15 | Benchtop | 2 | 4P5.08PHNX-F |  | 306170 |  | 16 | [7 empty] | YES | NO | NO | 16 | 16 | YES | NO | 4 | [5 empty] | 13300 | 847584
921522 | System-LBT21084UC-(-5)~5V-5/0.5/0.02/0.001A-16CH-auxV-auxT-110V1P-V101 | LBT(temp disabled) | 16 | 110V1P/208V3P/480V3P | 5 | 5 | -5 | LBT21084 +/-5V 5A | LBT21084 | LBT21084UC-(-5)~5V-5/0.5/0.02/0.001A-16CH-auxV-auxT-110V1P IV Module PN: 448084 Chassis Dimension(inch): 16W17D13H Single Phase Power Requirement: Voltage(VAC): 110 Max Power(VA): 950 Max Current/Phase(A): 9 Circuit Breaker(A): 15 | Benchtop | 2 | 4P5.08PHNX-F |  | 306170 |  | 16 | [7 empty] | YES | NO | NO | 16 | 16 | YES | NO | 4 | [5 empty] | 13300 | 847884
921526 | System-LBT21084HC-0~5V-20/5/0/0A-64CH-208V3P-V101 | LBT | 64 | 110V1P/208V3P/480V3P | 20 | 5 | 0 | LBT21084 5V 20A | LBT21084HC | System-LBT21084HC-0~5V-20/5/0/0A-64CH-208V3P-921526 Chassis Dimension (inch): 38W45D51H Three Phase Power Requirement: Voltage(VAC): 208 Max Power(VA): 18343 Max Current/Phase(A): 51 Circuit Breaker(A): 63 | Standing System | 8 | 8P10.16PHNX-F | 8P3.81PHNX-F | 374578 | 136858 | 16 | 16 | [6 empty] | YES | NO | NO | 0 | 0 | NO | NO | 4 | [5 empty] | 73900 | 848586
921530 | System-LBT21084UC-0~5V-10/0.5/0.02/0.001A-8CH-auxV-auxT-110V1P-V101 | LBT(temp disabled) | 8 | 110V1P/208V3P/480V3P | 10 | 5 | 0 | LBT21084 5V 10A | LBT21084 | LBT21084UC-0~5V-10/0.5/0.02/0.001A-8CH-auxV-auxT-110V1P IV Module PN: 448080 Chassis Dimension(inch): 16W17D13H Single Phase Power Requirement: Voltage(VAC): 110 Max Power(VA): 950 Max Current/Phase(A): 9 Circuit Breaker(A): 15 | Benchtop | 1 | 4P5.08PHNX-F |  | 306170 |  | 8 | [7 empty] | YES | NO | NO | 8 | 8 | YES | NO | 4 | [5 empty] | 7930 | 849489
921548 | LBT22023HC-0~25V-50/5/0.1/0A-12CH-208V3P | LBT | 12 | 110V1P/208V3P/480V3P | 50 | 25 | 0 | LBT22023 25V 50A | LBT22023 | LBT22023HC-0~25V-50/5/0.1/0A-12CH-208V3P IV Module PN: 430138 Chassis Dimension(inch): 35W39D51H Three Phase Power Requirement: Voltage(VAC): 208 Max Power(VA): 30528 Max Current/Phase(A): 85 Circuit Breaker(A): 100 | Standing System | 12 | Lug | 2P5.08PHNX-F | 304826 | 306130 | 24 | 12 | [6 empty] | YES | NO | NO | 0 | 0 | NO | NO | 3 | [5 empty] | 60400 | 850693
921624 | System-LBT21084HC-0~20V-10/0.5/0.02/0.001A-24CH-208V3P-V101 | LBT | 24 | 110V1P/208V3P/480V3P | 10 | 20 | 0 | LBT21084 20V 10A | LBT21084HC | System-LBT21084HC-0~20V-10/0.5/0.02/0.001A-24CH-208V3P-921624 Chassis Dimension (inch): 25W45D51H Three Phase Power Requirement: Voltage(VAC): 208 Max Power(VA): 7950 Max Current/Phase(A): 23 Circuit Breaker(A): 30 | Standing System | 3 | 8P10.16PHNX-F | 8P3.81PHNX-F | 374578 | 136858 | 6 | 6 | [6 empty] | YES | NO | NO | 0 | 0 | NO | NO | 4 | [5 empty] | 38000 | 856096
921648 | System-LBT21014-0~5V-500/50/5/0.5A-6CH-208V3P-V101 | LBT | 6 | 110V1P/208V3P/480V3P | 500 | 5 | 0 | LBT21014 5V 500A | LBT21014 | System-LBT21014-0~5V-500/50/5/0.5A-6CH-208V3P-921648 Chassis Dimension (inch): 38W45D61H Three Phase Power Requirement: Voltage(VAC): 208 Max Power(VA): 41379 Max Current/Phase(A): 115 Circuit Breaker(A): 160 | Standing System | 6 | Lug | 2P5.08PHNX-F | 304826 | 306130 | 12 | 6 | [6 empty] | YES | NO | NO | 0 | 0 | NO | NO | 4 | [5 empty] | 101000 | 858297
921654 | System-LBT21044-0~5V-100/10/1/0.1A-16CH-480V3P-V101 | LBT | 16 | 110V1P/208V3P/480V3P | 100 | 5 | 0 | LBT21044 5V 100A | LBT21044 | System-LBT21044-0~5V-100/10/1/0.1A-16CH-480V3P-921654 Chassis Dimension (inch): 25W45D72H Single Phase Power Requirement: Voltage(VAC): 220 Max Power(VA): 1200 Max Current/Phase(A): 5 Circuit Breaker(A): 15 Three Phase Power Requirement: Voltage(VAC): 480 Max Power(VA): 21429 Max Current/Phase(A): 26 Circuit Breaker(A): 30 | Standing System | 4 | Lug | 2P5.08PHNX-F | 304826 | 306130 | 32 | 16 | [6 empty] | YES | NO | NO | 0 | 0 | NO | NO | 4 | [5 empty] | 71900 | 859498
921682 | LBT22023MC-0~40V-20/2/0.1/0A-8CH-208V3P | LBT | 8 | 110V1P/208V3P/480V3P | 20 | 40 | 0 | LBT22023 40V 20A | LBT22023 | LBT22023MC-0~40V-20/2/0.1/0A-8CH-208V3P IV Module PN: 430150 Chassis Dimension(inch): 21W40D51H Three Phase Power Requirement: Voltage(VAC): 208 Max Power(VA): 11862 Max Current/Phase(A): 33 Circuit Breaker(A): 50 | Standing System | 8 | 4P7.62PHNX-F |  | 400930 |  | 8 | [7 empty] | YES | NO | NO | 0 | 0 | NO | NO | 3 | [5 empty] | 38200 | 863302
921690 | LBT22013-0~40V-75/15/1/0A-10CH-380V3P | LBT | 10 | 220V1P/380V3P | 75 | 40 | 0 | LBT22013 40V 75A | LBT22013 | LBT22013-0~40V-75/15/1/0A-10CH-380V3P IV Module PN: 440588 Chassis Dimension(inch): 35W39D51H Single Phase Power Requirement: Voltage(VAC): 220 Max Power(VA): 1728 Max Current/Phase(A): 8 Circuit Breaker(A): 15 Three Phase Power Requirement: Voltage(VAC):380 Max Power(VA): 57060 Max Current/Phase(A): 87 Circuit Breaker(A): 100 | Standing System | 10 | Lug | 2P5.08PHNX-F | 304826 | 306130 | 20 | 10 | [6 empty] | YES | NO | NO | 0 | 0 | NO | NO | 3 | [5 empty] | 82400 | 865504
921718 | System-LBT21162-(-5)~5V-1/0.1/0/0A-160CH-220V1P-V101 | LBT | 160 | 220V1P/380V3P | 1 | 5 | -5 | LBT21162 +/-5V 1A | LBT21162 | LBT21162-(-5)~5V-1/0.1/0/0A-160CH-220V1P IV Module PN: 442946 Chassis Dimension(inch): 25W45D51H Single Phase Power Requirement: Voltage(VAC): 220 Max Power(VA): 2700 Max Current/Phase(A): 12 Circuit Breaker(A): 15 | Standing System | 10 | 16P3.81PHNX-F |  | 381546 |  | 40 | [7 empty] | YES | NO | NO | 0 | 0 | NO | NO | 2 | [5 empty] | 63700 | 869608
921720 | System-LBT21084UC-0~5V-5/0.5/0.02/0.001A-8CH-auxV-auxT-220V1P-V101 | LBT(temp disabled) | 8 | 220V1P/380V3P | 5 | 5 | 0 | LBT21084 5V 5A | LBT21084 | LBT21084UC-0~5V-5/0.5/0.02/0.001A-8CH-auxV-auxT-220V1P IV Module PN: 448084 Chassis Dimension(inch): 16W17D13H Single Phase Power Requirement: Voltage(VAC): 220 Max Power(VA): 575 Max Current/Phase(A): 3 Circuit Breaker(A): 15 | Benchtop | 1 | 4P5.08PHNX-F |  | 306170 |  | 8 | [7 empty] | YES | NO | NO | 8 | 8 | YES | NO | 4 | [5 empty] | 7930 | 870008
921728 | LBT22023MC-0~40V-20/2/0.1/0A-6CH-208V3P | LBT | 6 | 110V1P/208V3P/480V3P | 20 | 40 | 0 | LBT22023 40V 20A | LBT22023 | LBT22023MC-0~40V-20/2/0.1/0A-6CH-208V3P IV Module PN: 430150 Chassis Dimension(inch): 21W40D51H Three Phase Power Requirement: Voltage(VAC): 208 Max Power(VA): 11862 Max Current/Phase(A): 33 Circuit Breaker(A): 50 | Standing System | 6 | 4P7.62PHNX-F |  | 400930 |  | 6 | [7 empty] | YES | NO | NO | 0 | 0 | NO | NO | 3 | [5 empty] | 32500 | 871508
921752 | System-LBT20084-(-5)~5V-0.2/0.01/0.001/0.0001A-72CH-110V1P-V101 | LBT | 72 | 110V1P/208V3P/480V3P | 0.2 | 5 | -5 | LBT20084 +/-5V 0.2A | LBT20084 | LBT20084-(-5)~5V-0.2/0.01/0.001/0.0001A-72CH-110V1P IV Module PN: 441976 Chassis Dimension(inch): 25W45D51H Single Phase Power Requirement: Voltage(VAC): 110 Max Power(VA): 1200 Max Current/Phase(A): 11 Circuit Breaker(A): 15 | Standing System | 9 | 4P5.08PHNX-F |  | 194922 |  | 72 | [7 empty] | YES | NO | NO | 0 | 0 | NO | NO | 4 | [5 empty] | 49700 | 872509
921756 | System-LBT21162-(-5)~5V-1/0.1/0/0A-80CH-110V1P-V101 | LBT | 80 | 110V1P/208V3P/480V3P | 1 | 5 | -5 | LBT21162 +/-5V 1A | LBT21162 | LBT21162-(-5)~5V-1/0.1/0/0A-80CH-110V1P IV Module PN: 442946 Chassis Dimension(inch): 25W45D40H Single Phase Power Requirement: Voltage(VAC): 110 Max Power(VA): 1950 Max Current/Phase(A): 18 Circuit Breaker(A): 20 | Standing System | 5 | 16P3.81PHNX-F |  | 381546 |  | 20 | [7 empty] | YES | NO | NO | 0 | 0 | NO | NO | 2 | [5 empty] | 35400 | 873309
921768 | LBT22023HC-0~25V-50/5/0.1/0A-8CH-480V3P | LBT | 8 | 110V1P/208V3P/480V3P | 50 | 25 | 0 | LBT22023 25V 50A | LBT22023 | LBT22023HC-0~25V-50/5/0.1/0A-8CH-480V3P IV Module PN: 430138 Chassis Dimension(inch): 21W40D51H Single Phase Power Requirement: Voltage(VAC): 220 Max Power(VA): 1152 Max Current/Phase(A): 6 Circuit Breaker(A): 15 Three Phase Power Requirement: Voltage(VAC):480 Max Power(VA): 18600 Max Current/Phase(A): 23 Circuit Breaker(A): 30 | Standing System | 8 | Lug | 2P5.08PHNX-F | 304826 | 306130 | 16 | 8 | [6 empty] | YES | NO | NO | 0 | 0 | NO | NO | 3 | [5 empty] | 38300 | 875809
921770 | LBT22023HC-0~25V-50/5/0.1/0A-22CH-480V3P | LBT | 22 | 110V1P/208V3P/480V3P | 50 | 25 | 0 | LBT22023 25V 50A | LBT22023 | LBT22023HC-0~25V-50/5/0.1/0A-22CH-480V3P IV Module PN: 430138 Chassis Dimension(inch): 35W39D72H Single Phase Power Requirement: Voltage(VAC): 220 Max Power(VA): 1728 Max Current/Phase(A): 8 Circuit Breaker(A): 15 Three Phase Power Requirement: Voltage(VAC):480 Max Power(VA): 54000 Max Current/Phase(A): 65 Circuit Breaker(A): 80 | Standing System | 22 | Lug | 2P5.08PHNX-F | 304826 | 306130 | 44 | 22 | [6 empty] | YES | NO | NO | 0 | 0 | NO | NO | 3 | [5 empty] | 93600 | 875909
921786 | System-LBT21084HC-(-5)~5V-10/0.5/0.02/0.001A-40CH-208V3P-V101 | LBT | 40 | 110V1P/208V3P/480V3P | 10 | 5 | -5 | LBT21084 +/-5V 10A | LBT21084HC | System-LBT21084HC-(-5)~5V-10/0.5/0.02/0.001A-40CH-208V3P-921786 Chassis Dimension (inch): 25W45D51H Three Phase Power Requirement: Voltage(VAC): 208 Max Power(VA): 6558 Max Current/Phase(A): 19 Circuit Breaker(A): 30 | Standing System | 5 | 8P10.16PHNX-F | 8P3.81PHNX-F | 374578 | 136858 | 10 | 10 | [6 empty] | YES | NO | NO | 0 | 0 | NO | NO | 4 | [5 empty] | 47000 | 877413
921798 | System-LBT21084UC-(-5)~5V-5/0.5/0.02/0.001A-8CH-auxV-auxT-220V1P-V101 | LBT(temp disabled) | 8 | 220V1P/380V3P | 5 | 5 | -5 | LBT21084 +/-5V 5A | LBT21084 | LBT21084UC-(-5)~5V-5/0.5/0.02/0.001A-8CH-auxV-auxT-220V1P IV Module PN: 448084 Chassis Dimension(inch): 16W17D13H Single Phase Power Requirement: Voltage(VAC): 220 Max Power(VA): 575 Max Current/Phase(A): 3 Circuit Breaker(A): 15 | Benchtop | 1 | 4P5.08PHNX-F |  | 306170 |  | 8 | [7 empty] | YES | NO | NO | 8 | 8 | YES | NO | 4 | [5 empty] | 8200 | 880914
921800 | System-LBT21084UC-(-5)~5V-5/0.5/0.02/0.001A-16CH-auxV-auxT-220V1P-V101 | LBT(temp disabled) | 16 | 220V1P/380V3P | 5 | 5 | -5 | LBT21084 +/-5V 5A | LBT21084 | LBT21084UC-(-5)~5V-5/0.5/0.02/0.001A-16CH-auxV-auxT-220V1P IV Module PN: 463534 Chassis Dimension(inch): 16W17D13H Single Phase Power Requirement: Voltage(VAC): 220 Max Power(VA): 864 Max Current/Phase(A): 4 Circuit Breaker(A): 16 | Benchtop | 2 | 4P5.08PHNX-F |  | 306170 |  | 16 | [7 empty] | YES | NO | NO | 16 | 16 | YES | NO | 4 | [5 empty] | 13300 | 881014
921838 | System-LBT20162-(-5)~5V-0.1/0.01/0/0A-144CH-220V1P-V101 | LBT | 144 | 220V1P/380V3P | 0.1 | 5 | -5 | LBT20162 +/-5V 0.1A | LBT20162 | LBT20162-(-5)~5V-0.1/0.01/0/0A-144CH-220V1P IV Module PN: 443894 Chassis Dimension(inch): 25W45D51H Single Phase Power Requirement: Voltage(VAC): 220 Max Power(VA): 1200 Max Current/Phase(A): 5 Circuit Breaker(A): 15 | Standing System | 9 | 16P3.81PHNX-F |  | 381546 |  | 36 | [7 empty] | YES | NO | NO | 0 | 0 | NO | NO | 2 | [5 empty] | 55600 | 882314
921844 | System-LBT21084UC-(-5)~5V-1/0.05/0.002/0.0001A-56CH-110V1P-V101 | LBT | 56 | 110V1P/208V3P/480V3P | 1 | 5 | -5 | LBT21084 +/-5V 1A | LBT21084UC | LBT21084UC-(-5)~5V-1/0.05/0.002/0.0001A-56CH-110V1P IV Module PN: 441972 Chassis Dimension(inch): 25W45D40H Single Phase Power Requirement: Voltage(VAC): 110 Max Power(VA): 1725 Max Current/Phase(A): 16 Circuit Breaker(A): 20 | Standing System | 7 | 4P5.08PHNX-F |  | 306170 |  | 56 | [7 empty] | YES | NO | NO | 0 | 0 | NO | NO | 4 | [5 empty] | 40400 | 883014
921846 | System-LBT20162-(-5)~5V-0.1/0.01/0/0A-176CH-220V1P-V101 | LBT | 176 | 220V1P/380V3P | 0.1 | 5 | -5 | LBT20162 +/-5V 0.1A | LBT20162 | LBT20162-(-5)~5V-0.1/0.01/0/0A-176CH-220V1P IV Module PN: 443894 Chassis Dimension(inch): 25W45D72H Single Phase Power Requirement: Voltage(VAC): 220 Max Power(VA): 1200 Max Current/Phase(A): 5 Circuit Breaker(A): 15 | Standing System | 11 | 16P3.81PHNX-F |  | 381546 |  | 44 | [7 empty] | YES | NO | NO | 0 | 0 | NO | NO | 2 | [5 empty] | 67600 | 884114
921864 | System-LBT20162-(-5)~5V-0.1/0.01/0/0A-80CH-220V1P-V101 | LBT | 80 | 220V1P/380V3P | 0.1 | 5 | -5 | LBT20162 +/-5V 0.1A | LBT20162 | LBT20162-(-5)~5V-0.1/0.01/0/0A-80CH-220V1P IV Module PN: 443894 Chassis Dimension(inch): 25W45D40H Single Phase Power Requirement: Voltage(VAC): 220 Max Power(VA): 1200 Max Current/Phase(A): 5 Circuit Breaker(A): 15 | Standing System | 5 | 16P3.81PHNX-F |  | 381546 |  | 20 | [7 empty] | YES | NO | NO | 0 | 0 | NO | NO | 2 | [5 empty] | 34000 | 885014
921900 | System-LBT20162-(-5)~5V-0.1/0.01/0/0A-80CH-110V1P-V101 | LBT | 80 | 110V1P/208V3P/480V3P | 0.1 | 5 | -5 | LBT20162 +/-5V 0.1A | LBT20162 | LBT20162-(-5)~5V-0.1/0.01/0/0A-80CH-110V1P IV Module PN: 443894 Chassis Dimension(inch): 25W45D40H Single Phase Power Requirement: Voltage(VAC): 110 Max Power(VA): 1200 Max Current/Phase(A): 11 Circuit Breaker(A): 15 | Standing System | 5 | 16P3.81PHNX-F |  | 381546 |  | 20 | [7 empty] | YES | NO | NO | 0 | 0 | NO | NO | 2 | [5 empty] | 34000 | 891820
921930 | LBT22013-0~25V-100/10/1/0A-4CH-208V3P | LBT | 4 | 110V1P/208V3P/480V3P | 100 | 25 | 0 | LBT22013 25V 100A | LBT22013 | LBT22013-0~25V-100/10/1/0A-4CH-208V3P IV Module PN: 431056 Chassis Dimension(inch): 35W39D51H Three Phase Power Requirement: Voltage(VAC): 208 Max Power(VA): 20952 Max Current/Phase(A): 59 Circuit Breaker(A): 80 | Standing System | 4 | Lug | 2P5.08PHNX-F | 304826 | 306130 | 8 | 4 | [6 empty] | YES | NO | NO | 0 | 0 | NO | NO | 3 | [5 empty] | 42600 | 893022
921962 | System-LBT21084HC-0~5V-30/5/0.5/0.02A-48CH-208V3P-V101 | LBT | 48 | 110V1P/208V3P/480V3P | 30 | 5 | 0 | LBT21084 5V 30A | LBT21084HC | System-LBT21084HC-0~5V-30/5/0.5/0.02A-48CH-208V3P-921962 Chassis Dimension (inch): 25W45D72H Three Phase Power Requirement: Voltage(VAC): 208 Max Power(VA): 20486 Max Current/Phase(A): 57 Circuit Breaker(A): 63 | Standing System | 6 | 8P10.16PHNX-F | 8P3.81PHNX-F | 374578 | 136858 | 12 | 12 | [6 empty] | YES | NO | NO | 0 | 0 | NO | NO | 4 | [5 empty] | 72100 | 894527
921968 | System-LBT20162-(-5)~5V-0.1/0.01/0/0A-64CH-110V1P-V101 | LBT | 64 | 110V1P/208V3P/480V3P | 0.1 | 5 | -5 | LBT20162 +/-5V 0.1A | LBT20162 | LBT20162-(-5)~5V-0.1/0.01/0/0A-64CH-110V1P IV Module PN: 443894 Chassis Dimension(inch): 25W45D40H Single Phase Power Requirement: Voltage(VAC): 110 Max Power(VA): 1200 Max Current/Phase(A): 11 Circuit Breaker(A): 15 | Standing System | 4 | 16P3.81PHNX-F |  | 381546 |  | 16 | [7 empty] | YES | NO | NO | 0 | 0 | NO | NO | 2 | [5 empty] | 28800 | 894827
921972 | System-LBT21084UC-0~10V-5/0.5/0.02/0.001A-120CH-380V3P(N)-V101 | LBT | 120 | 220V1P/380V3P | 5 | 10 | 0 | LBT21084 10V 5A | LBT21084UC | LBT21084UC-0~10V-5/0.5/0.02/0.001A-120CH-380V3P(N) IV Module PN: 441974 Chassis Dimension(inch): 25W45D72H Three Phase Power Requirement: Voltage(VAC): 380 Max Power(VA): 10575 Max Current/Phase(A): 23 Circuit Breaker(A): 30 *Neutral Line Required | Standing System | 15 | 4P5.08PHNX-F |  | 306170 |  | 120 | [7 empty] | YES | NO | NO | 0 | 0 | NO | NO | 4 | [5 empty] | 99700 | 895328
921974 | System-LBT21084UC-0~10V-5/0.5/0.02/0.001A-112CH-380V3P(N)-V101 | LBT | 112 | 220V1P/380V3P | 5 | 10 | 0 | LBT21084 10V 5A | LBT21084UC | LBT21084UC-0~10V-5/0.5/0.02/0.001A-112CH-380V3P(N) IV Module PN: 441974 Chassis Dimension(inch): 25W45D72H Three Phase Power Requirement: Voltage(VAC): 380 Max Power(VA): 9950 Max Current/Phase(A): 23 Circuit Breaker(A): 30 *Neutral Line Required | Standing System | 14 | 4P5.08PHNX-F |  | 306170 |  | 112 | [7 empty] | YES | NO | NO | 0 | 0 | NO | NO | 4 | [5 empty] | 93900 | 895329
921976 | System-LBT21084UC-0~10V-5/0.5/0.02/0.001A-104CH-380V3P(N)-V101 | LBT | 104 | 220V1P/380V3P | 5 | 10 | 0 | LBT21084 10V 5A | LBT21084UC | LBT21084UC-0~10V-5/0.5/0.02/0.001A-104CH-380V3P(N) IV Module PN: 441974 Chassis Dimension(inch): 25W45D72H Three Phase Power Requirement: Voltage(VAC): 380 Max Power(VA): 9325 Max Current/Phase(A): 23 Circuit Breaker(A): 30 *Neutral Line Required | Standing System | 13 | 4P5.08PHNX-F |  | 306170 |  | 104 | [7 empty] | YES | NO | NO | 0 | 0 | NO | NO | 4 | [5 empty] | 88000 | 895428
921978 | System-LBT21084UC-0~10V-5/0.5/0.02/0.001A-96CH-380V3P(N)-V101 | LBT | 96 | 220V1P/380V3P | 5 | 10 | 0 | LBT21084 10V 5A | LBT21084UC | LBT21084UC-0~10V-5/0.5/0.02/0.001A-96CH-380V3P(N) IV Module PN: 441974 Chassis Dimension(inch): 25W45D72H Three Phase Power Requirement: Voltage(VAC): 380 Max Power(VA): 8700 Max Current/Phase(A): 20 Circuit Breaker(A): 30 *Neutral Line Required | Standing System | 12 | 4P5.08PHNX-F |  | 306170 |  | 96 | [7 empty] | YES | NO | NO | 0 | 0 | NO | NO | 4 | [5 empty] | 81400 | 895528
921980 | System-LBT21084UC-0~10V-5/0.5/0.02/0.001A-80CH-380V3P(N)-V101 | LBT | 80 | 220V1P/380V3P | 5 | 10 | 0 | LBT21084 10V 5A | LBT21084UC | LBT21084UC-0~10V-5/0.5/0.02/0.001A-80CH-380V3P(N) IV Module PN: 441974 Chassis Dimension(inch): 25W45D72H Three Phase Power Requirement: Voltage(VAC): 380 Max Power(VA): 7450 Max Current/Phase(A): 20 Circuit Breaker(A): 30 *Neutral Line Required | Standing System | 10 | 4P5.08PHNX-F |  | 306170 |  | 80 | [7 empty] | YES | NO | NO | 0 | 0 | NO | NO | 4 | [5 empty] | 69600 | 895330
921982 | System-LBT21084UC-0~10V-5/0.5/0.02/0.001A-24CH-220V1P-V101 | LBT | 24 | 220V1P/380V3P | 5 | 10 | 0 | LBT21084 10V 5A | LBT21084UC | LBT21084UC-0~10V-5/0.5/0.02/0.001A-24CH-220V1P IV Module PN: 441974 Chassis Dimension(inch): 25W45D40H Single Phase Power Requirement: Voltage(VAC): 220 Max Power(VA): 3075 Max Current/Phase(A): 14 Circuit Breaker(A): 20 | Standing System | 3 | 4P5.08PHNX-F |  | 306170 |  | 24 | [7 empty] | YES | NO | NO | 0 | 0 | NO | NO | 4 | [5 empty] | 25900 | 895529
922002 | System-LBT21014-0~5V-500/50/5/0.5A-8CH-208V3P-V101 | LBT | 8 | 110V1P/208V3P/480V3P | 500 | 5 | 0 | LBT21014 5V 500A | LBT21014 | System-LBT21014-0~5V-500/50/5/0.5A-8CH-208V3P-922002 Chassis Dimension (inch): 38W45D72H Three Phase Power Requirement: Voltage(VAC): 208 Max Power(VA): 54772 Max Current/Phase(A): 153 Circuit Breaker(A): 200 | Standing System | 8 | Lug | 2P5.08PHNX-F | 304826 | 306130 | 16 | 8 | [6 empty] | YES | NO | NO | 0 | 0 | NO | NO | 4 | [5 empty] | 132000 | 897131
922008 | System-LBT20162-(-5)~5V-0.1/0.01/0/0A-32CH-110V1P-V101 | LBT | 32 | 110V1P/208V3P/480V3P | 0.1 | 5 | -5 | LBT20162 +/-5V 0.1A | LBT20162 | LBT20162-(-5)~5V-0.1/0.01/0/0A-32CH-110V1P IV Module PN: 443894 Chassis Dimension(inch): 16W17D13H Single Phase Power Requirement: Voltage(VAC): 110 Max Power(VA): 200 Max Current/Phase(A): 2 Circuit Breaker(A): 15 | Benchtop | 2 | 16P3.81PHNX-F |  | 381546 |  | 8 | [7 empty] | YES | NO | NO | 0 | 0 | NO | NO | 2 | [5 empty] | 11900 | 897332
922048 | System-LBT21084UC-(-5)~5V-1/0.05/0.002/0.0001A-72CH-110V1P-V101 | LBT | 72 | 110V1P/208V3P/480V3P | 1 | 5 | -5 | LBT21084 +/-5V 1A | LBT21084UC | LBT21084UC-(-5)~5V-1/0.05/0.002/0.0001A-72CH-110V1P IV Module PN: 441972 Chassis Dimension(inch): 25W45D51H Single Phase Power Requirement: Voltage(VAC): 110 Max Power(VA): 1875 Max Current/Phase(A): 17 Circuit Breaker(A): 20 | Standing System | 9 | 4P5.08PHNX-F |  | 306170 |  | 72 | [7 empty] | YES | NO | NO | 0 | 0 | NO | NO | 4 | [5 empty] | 50100 | 900037
922092 | System-LBT21084HC-0~10V-10/0.5/0.02/0.001A-40CH-208V3P-V101 | LBT | 40 | 110V1P/208V3P/480V3P | 10 | 10 | 0 | LBT21084 10V 10A | LBT21084HC | System-LBT21084HC-0~10V-10/0.5/0.02/0.001A-40CH-208V3P-922092 Chassis Dimension (inch): 25W45D51H Three Phase Power Requirement: Voltage(VAC): 208 Max Power(VA): 10129 Max Current/Phase(A): 29 Circuit Breaker(A): 50 | Standing System | 5 | 8P10.16PHNX-F | 8P3.81PHNX-F | 374578 | 136858 | 10 | 10 | [6 empty] | YES | NO | NO | 0 | 0 | NO | NO | 4 | [5 empty] | 47000 | 903647
922100 | System-LBT21014-0~5V-300/50/5/0.5A-1CH-208V3P-V101 | LBT | 1 | 110V1P/208V3P/480V3P | 300 | 5 | 0 | LBT21014 5V 300A | LBT21014 | System-LBT21014-0~5V-300/50/5/0.5A-1CH-208V3P-922100 Chassis Dimension (inch): 25W45D40H Three Phase Power Requirement: Voltage(VAC): 208 Max Power(VA): 5218 Max Current/Phase(A): 15 Circuit Breaker(A): 20 | Standing System | 1 | Lug | 2P5.08PHNX-F | 304826 | 306130 | 2 | 1 | [6 empty] | YES | NO | NO | 0 | 0 | NO | NO | 4 | [5 empty] | 22100 | 904847
922134 | System-LBT20162-(-5)~5V-0.1/0.01/0/0A-48CH-110V1P-V101 | LBT | 48 | 110V1P/208V3P/480V3P | 0.1 | 5 | -5 | LBT20162 +/-5V 0.1A | LBT20162 | LBT20162-(-5)~5V-0.1/0.01/0/0A-48CH-110V1P IV Module PN: 443894 Chassis Dimension(inch): 25W45D40H Single Phase Power Requirement: Voltage(VAC): 110 Max Power(VA): 1200 Max Current/Phase(A): 11 Circuit Breaker(A): 15 | Standing System | 3 | 16P3.81PHNX-F |  | 381546 |  | 12 | [7 empty] | YES | NO | NO | 0 | 0 | NO | NO | 2 | [5 empty] | 23700 | 907148
922166 | System-LBT21084HC-0~5V-20/5/0/0A-32CH-208V3P-V101 | LBT | 32 | 110V1P/208V3P/480V3P | 20 | 5 | 0 | LBT21084 5V 20A | LBT21084HC | System-LBT21084HC-0~5V-20/5/0/0A-32CH-208V3P-922166 Chassis Dimension (inch): 25W45D51H Three Phase Power Requirement: Voltage(VAC): 208 Max Power(VA): 9772 Max Current/Phase(A): 28 Circuit Breaker(A): 50 | Standing System | 4 | 8P10.16PHNX-F | 8P3.81PHNX-F | 374578 | 136858 | 8 | 8 | [6 empty] | YES | NO | NO | 0 | 0 | NO | NO | 4 | [5 empty] | 40500 | 908056
922168 | System-LBT20084-(-5)~5V-0.2/0.01/0.001/0.0001A-56CH-110V1P-V101 | LBT | 56 | 110V1P/208V3P/480V3P | 0.2 | 5 | -5 | LBT20084 +/-5V 0.2A | LBT20084 | LBT20084-(-5)~5V-0.2/0.01/0.001/0.0001A-56CH-110V1P IV Module PN: 441976 Chassis Dimension(inch): 25W45D40H Single Phase Power Requirement: Voltage(VAC): 110 Max Power(VA): 1200 Max Current/Phase(A): 11 Circuit Breaker(A): 15 | Standing System | 7 | 4P5.08PHNX-F |  | 194922 |  | 56 | [7 empty] | YES | NO | NO | 0 | 0 | NO | NO | 4 | [5 empty] | 39700 | 908957
922176 | System-LBT21084HC-0~5V-30/5/0.5/0.02A-64CH-480V3P-V101 | LBT | 64 | 110V1P/208V3P/480V3P | 30 | 5 | 0 | LBT21084 5V 30A | LBT21084HC | System-LBT21084HC-0~5V-30/5/0.5/0.02A-64CH-480V3P-922176 Chassis Dimension (inch): 38W45D51H Single Phase Power Requirement: Voltage(VAC): 220 Max Power(VA): 2000 Max Current/Phase(A): 9 Circuit Breaker(A): 15 Three Phase Power Requirement: Voltage(VAC): 480 Max Power(VA): 25715 Max Current/Phase(A): 31 Circuit Breaker(A): 50 | Standing System | 8 | 8P10.16PHNX-F | 8P3.81PHNX-F | 374578 | 136858 | 16 | 16 | [6 empty] | YES | NO | NO | 0 | 0 | NO | NO | 4 | [5 empty] | 93200 | 909456
922204 | System-LBT21084HC-0~5V-30/5/0.5/0.02A-48CH-480V3P-V101 | LBT | 48 | 110V1P/208V3P/480V3P | 30 | 5 | 0 | LBT21084 5V 30A | LBT21084HC | System-LBT21084HC-0~5V-30/5/0.5/0.02A-48CH-480V3P-922204 Chassis Dimension (inch): 25W45D72H Single Phase Power Requirement: Voltage(VAC): 220 Max Power(VA): 1200 Max Current/Phase(A): 5 Circuit Breaker(A): 15 Three Phase Power Requirement: Voltage(VAC): 480 Max Power(VA): 19286 Max Current/Phase(A): 24 Circuit Breaker(A): 30 | Standing System | 6 | 8P10.16PHNX-F | 8P3.81PHNX-F | 374578 | 136858 | 12 | 12 | [6 empty] | YES | NO | NO | 0 | 0 | NO | NO | 4 | [5 empty] | 72096 | 910657
922210 | System-LBT21162-(-5)~5V-1/0.1/0/0A-48CH-110V1P-V101 | LBT | 48 | 110V1P/208V3P/480V3P | 1 | 5 | -5 | LBT21162 +/-5V 1A | LBT21162 | LBT21162-(-5)~5V-1/0.1/0/0A-48CH-110V1P IV Module PN: 442946 Chassis Dimension(inch): 25W45D40H Single Phase Power Requirement: Voltage(VAC): 110 Max Power(VA): 1650 Max Current/Phase(A): 15 Circuit Breaker(A): 20 | Standing System | 3 | 16P3.81PHNX-F |  | 381546 |  | 12 | [7 empty] | YES | NO | NO | 0 | 0 | NO | NO | 2 | [5 empty] | 25300 | 910856
922212 | System-LBT20162-(-5)~5V-0.1/0.01/0/0A-96CH-110V1P-V101 | LBT | 96 | 110V1P/208V3P/480V3P | 0.1 | 5 | -5 | LBT20162 +/-5V 0.1A | LBT20162 | LBT20162-(-5)~5V-0.1/0.01/0/0A-96CH-110V1P IV Module PN: 443894 Chassis Dimension(inch): 25W45D40H Single Phase Power Requirement: Voltage(VAC): 110 Max Power(VA): 1200 Max Current/Phase(A): 11 Circuit Breaker(A): 15 | Standing System | 6 | 16P3.81PHNX-F |  | 381546 |  | 24 | [7 empty] | YES | NO | NO | 0 | 0 | NO | NO | 2 | [5 empty] | 39100 | 910956
922238 | System-LBT21084HC-0~10V-10/0.5/0.02/0.001A-96CH-480V3P-V101 | LBT | 96 | 110V1P/208V3P/480V3P | 10 | 10 | 0 | LBT21084 10V 10A | LBT21084HC | System-LBT21084HC-0~10V-10/0.5/0.02/0.001A-96CH-480V3P-922238 Chassis Dimension (inch): 38W45D61H Single Phase Power Requirement: Voltage(VAC): 220 Max Power(VA): 2400 Max Current/Phase(A): 11 Circuit Breaker(A): 15 Three Phase Power Requirement: Voltage(VAC): 480 Max Power(VA): 21429 Max Current/Phase(A): 26 Circuit Breaker(A): 30 | Standing System | 12 | 8P10.16PHNX-F | 8P3.81PHNX-F | 374578 | 136858 | 24 | 24 | [6 empty] | YES | NO | NO | 0 | 0 | NO | NO | 4 | [5 empty] | 108000 | 913058
922310 | LBT22023MC-0~60V-15/2/0.1/0A-4CH-208V3P | LBT | 4 | 110V1P/208V3P/480V3P | 15 | 60 | 0 | LBT22023 60V 15A | LBT22023 | LBT22023MC-0~60V-15/2/0.1/0A-4CH-208V3P IV Module PN: 430166 Chassis Dimension(inch): 21W40D35H Three Phase Power Requirement: Voltage(VAC): 208 Max Power(VA): 7392 Max Current/Phase(A): 21 Circuit Breaker(A): 30 | Standing System | 4 | 4P7.62PHNX-F |  | 400930 |  | 4 | [7 empty] | YES | NO | NO | 0 | 0 | NO | NO | 3 | [5 empty] | 22800 | 918360
922370 | System-LBT21084HC-0~10V-10/0.5/0.02/0.001A-80CH-208V3P-V101 | LBT | 80 | 110V1P/208V3P/480V3P | 10 | 10 | 0 | LBT21084 10V 10A | LBT21084HC | System-LBT21084HC-0~10V-10/0.5/0.02/0.001A-80CH-208V3P-922370 Chassis Dimension (inch): 38W45D51H Three Phase Power Requirement: Voltage(VAC): 208 Max Power(VA): 19058 Max Current/Phase(A): 53 Circuit Breaker(A): 63 | Standing System | 10 | 8P10.16PHNX-F | 8P3.81PHNX-F | 374578 | 136858 | 20 | 20 | [6 empty] | YES | NO | NO | 0 | 0 | NO | NO | 4 | [5 empty] | 87000 | 923466
922382 | System-LBT21014-0~5V-300/50/5/0.5A-7CH-208V3P-V101 | LBT | 7 | 110V1P/208V3P/480V3P | 300 | 5 | 0 | LBT21014 5V 300A | LBT21014 | System-LBT21014-0~5V-300/50/5/0.5A-7CH-208V3P-922382 Chassis Dimension (inch): 38W45D51H Three Phase Power Requirement: Voltage(VAC): 208 Max Power(VA): 29325 Max Current/Phase(A): 82 Circuit Breaker(A): 100 | Standing System | 7 | Lug | 2P5.08PHNX-F | 304826 | 306130 | 14 | 7 | [6 empty] | YES | NO | NO | 0 | 0 | NO | NO | 4 | [5 empty] | 82300 | 924366
922436 | System-LBT21084HC-0~10V-10/0.5/0.02/0.001A-88CH-480V3P-V101 | LBT | 88 | 110V1P/208V3P/480V3P | 10 | 10 | 0 | LBT21084 10V 10A | LBT21084HC | System-LBT21084HC-0~10V-10/0.5/0.02/0.001A-88CH-480V3P-922436 Chassis Dimension (inch): 38W45D61H Single Phase Power Requirement: Voltage(VAC): 220 Max Power(VA): 2400 Max Current/Phase(A): 11 Circuit Breaker(A): 15 Three Phase Power Requirement: Voltage(VAC): 480 Max Power(VA): 19643 Max Current/Phase(A): 24 Circuit Breaker(A): 30 | Standing System | 11 | 8P10.16PHNX-F | 8P3.81PHNX-F | 374578 | 136858 | 22 | 22 | [6 empty] | YES | NO | NO | 0 | 0 | NO | NO | 4 | [5 empty] | 102000 | 930368
922454 | System-LBT21084UC-0~5V-10/0.5/0.02/0.001A-56CH-208V3P-V101 | LBT | 56 | 110V1P/208V3P/480V3P | 10 | 5 | 0 | LBT21084 5V 10A | LBT21084UC | LBT21084UC-0~5V-10/0.5/0.02/0.001A-56CH-208V3P IV Module PN: 441968 Chassis Dimension(inch): 25W45D51H Three Phase Power Requirement: Voltage(VAC): 208 Max Power(VA): 6450 Max Current/Phase(A): 24 Circuit Breaker(A): 30 | Standing System | 7 | 4P5.08PHNX-F |  | 306170 |  | 56 | [7 empty] | YES | NO | NO | 0 | 0 | NO | NO | 4 | [5 empty] | 50400 | 932771
922460 | System-LBT21024-(-0.5)~5V-250/50/5/0.5A-12CH-480V3P-V101 | LBT | 12 | 110V1P/208V3P/480V3P | 250 | 5 | 0.5 | LBT21024 5V 250A | LBT21024 | System-LBT21024-0~5V-250/50/5/0.5A-12CH-480V3P-922460 Chassis Dimension (inch): 38W45D61H Single Phase Power Requirement: Voltage(VAC): 220 Max Power(VA): 2000 Max Current/Phase(A): 9 Circuit Breaker(A): 15 Three Phase Power Requirement: Voltage(VAC): 480 Max Power(VA): 40179 Max Current/Phase(A): 49 Circuit Breaker(A): 63 | Standing System | 6 | Lug | 2P5.08PHNX-F | 304826 | 306130 | 24 | 12 | [6 empty] | NO | NO | NO | 0 | 0 | NO | NO | 4 | [5 empty] | 102137 | 933971
922462 | System-LBT21024-(-0.5)~5V-250/50/5/0.5A-4CH-480V3P-V101 | LBT | 4 | 110V1P/208V3P/480V3P | 250 | 5 | 0.5 | LBT21024 5V 250A | LBT21024 | System-LBT21024-0~5V-250/50/5/0.5A-4CH-480V3P-922462 Chassis Dimension (inch): 25W45D51H Single Phase Power Requirement: Voltage(VAC): 220 Max Power(VA): 1200 Max Current/Phase(A): 5 Circuit Breaker(A): 15 Three Phase Power Requirement: Voltage(VAC): 480 Max Power(VA): 13393 Max Current/Phase(A): 17 Circuit Breaker(A): 20 | Standing System | 2 | Lug | 2P5.08PHNX-F | 304826 | 306130 | 8 | 4 | [6 empty] | NO | NO | NO | 0 | 0 | NO | NO | 4 | [5 empty] | 38900 | 934071
922534 | LBT22013-0~25V-100/10/1/0A-3CH-208V3P | LBT | 3 | 110V1P/208V3P/480V3P | 100 | 25 | 0 | LBT22013 25V 100A | LBT22013 | LBT22013-0~25V-100/10/1/0A-3CH-208V3P IV Module PN: 431056 Chassis Dimension(inch): 21W40D51H Three Phase Power Requirement: Voltage(VAC): 208 Max Power(VA): 20952 Max Current/Phase(A): 59 Circuit Breaker(A): 80 | Standing System | 3 | Lug | 2P5.08PHNX-F | 304826 | 306130 | 6 | 3 | [6 empty] | YES | NO | NO | 0 | 0 | NO | NO | 3 | [5 empty] | 35800 | 939472
922712 | SYSTEM-RBT41162H-(0~6)V-100A/25A-0.6KW48CH-28.8KW-(340~520)V3P/(200~240)V1P | RBT4 | 48 | 480V3P/220V1P/380V3P | 100 | 6 | 0 | RBT4 6V 100A |  | SYSTEM-RBT41162H-(0~6)V-100A/25A-0.6KW48CH-28.8KW-(340~520) V3P/(200~240)V1P Chassis Dimension (inch): 25W45D71H Single Phase Power Requirement: Voltage(VAC): 200~240 Max Power(VA): 2000 Max Current/Phase(A): 10 Circuit Breaker(A): 15 Three Phase Power Requirement: Voltage(VAC): 340~520 Max Power(VA): 45000 Max Current/Phase(A): 68 Circuit Breaker(A): 80 | Standing System | 3 | 4P15PHNX-F | 8P5.08PHNX-F | 450400 | 333250 | 24 | 12 | [6 empty] | YES | YES | NO | 0 | 0 | NO | NO | 2 | RBT4 6V 100A 16CH | 3 |  |  |  | 130000 | 957080
922764 | SYSTEM-RBT41043H-(0~6)V-400A/200A/50A-2.4KW12CH-28.8KW-(340~520)V3P/(200~240)V1P | RBT4 | 12 | 480V3P/220V1P/380V3P | 400 | 6 | 0 | RBT4 6V 400A | RBT4104 | SYSTEM-RBT41043H-(0~6)V-400A/200A/50A-2.4KW12CH-28.8KW-(340~520) V3P/(200~240)V1P Chassis Dimension (inch): 25W45D71H Single Phase Power Requirement: Voltage(VAC): 200~240 Max Power(VA): 2000 Max Current/Phase(A): 10 Circuit Breaker(A): 15 Three Phase Power Requirement: Voltage(VAC): 340~520 Max Power(VA): 45000 Max Current/Phase(A): 68 Circuit Breaker(A): 80 | Standing System | 3 | Lug | 3P5.08PHNX-F | 304986 | 306154 | 48 | 12 | [6 empty] | YES | YES | NO | 0 | 0 | NO | NO | 3 | RBT4 6V 400A 4CH | 3 |  |  |  | 126000 | 959580
922766 | SYSTEM-RBT41043H-(0~6)V-400A/200A/50A-2.4KW8CH-19.2KW-(340~520)V3P/(200~240)V1P-Expandable | RBT4 | 8 | 480V3P/220V1P/380V3P | 400 | 6 | 0 | RBT4 6V 400A | RBT4104 | SYSTEM-RBT41043H-(0~6)V-400A/200A/50A-2.4KW8CH-19.2KW-(340~520) V3P/(200~240)V1P-Expandable Chassis Dimension (inch): 25W45D71H Single Phase Power Requirement: Voltage(VAC): 200~240 Max Power(VA): 2000 Max Current/Phase(A): 10 Circuit Breaker(A): 15 Three Phase Power Requirement: Voltage(VAC): 340~520 Max Power(VA): 30000 Max Current/Phase(A): 46 Circuit Breaker(A): 63 | Standing System | 2 | Lug | 3P5.08PHNX-F | 304986 | 306154 | 32 | 8 | [6 empty] | YES | YES | NO | 0 | 0 | NO | NO | 3 | RBT4 6V 400A 4CH | 2 |  |  |  | 89300 | 959680
922796 | SYSTEM-RBT41162H-(0~6)V-100A/25A-0.6KW32CH-19.2KW-(340~520)V3P/(200~240)V1P-Expandable | RBT4 | 32 | 480V3P/220V1P/380V3P | 100 | 6 | 0 | RBT4 6V 100A | RBT4116 | SYSTEM-RBT41162H-(0~6)V-100A/25A-0.6KW32CH-19.2KW-(340~520) V3P/(200~240)V1P-Expandable Chassis Dimension (inch): 25W45D71H Single Phase Power Requirement: Voltage(VAC): 200~240 Max Power(VA): 2000 Max Current/Phase(A): 10 Circuit Breaker(A): 15 Three Phase Power Requirement: Voltage(VAC): 340~520 Max Power(VA): 30000 Max Current/Phase(A): 46 Circuit Breaker(A): 63 | Standing System | 2 | 4P15PHNX-F | 8P5.08PHNX-F | 450400 | 333250 | 16 | 8 | [6 empty] | YES | YES | NO | 0 | 0 | NO | NO | 2 | RBT4 6V 100A 16CH | 2 |  |  |  | 92000 | 960781
922800 | SYSTEM-RBT41162H-(0~6)V-100A/25A-0.6KW16CH-9.6KW-(340~520)V3P/(200~240)V1P-Expandable | RBT4 | 16 | 480V3P/220V1P/380V3P | 100 | 6 | 0 | RBT4 6V 100A | RBT4116 | SYSTEM-RBT41162H-(0~6)V-100A/25A-0.6KW16CH-9.6KW-(340~520) V3P/(200~240)V1P-Expandable Chassis Dimension (inch): 25W45D71H Single Phase Power Requirement: Voltage(VAC): 200~240 Max Power(VA): 2000 Max Current/Phase(A): 10 Circuit Breaker(A): 15 Three Phase Power Requirement: Voltage(VAC): 340~520 Max Power(VA): 15000 Max Current/Phase(A): 23 Circuit Breaker(A): 32 | Standing System | 1 | 4P15PHNX-F | 8P5.08PHNX-F | 450400 | 333250 | 8 | 4 | [6 empty] | YES | YES | NO | 0 | 0 | NO | NO | 2 | RBT4 6V 100A 16CH | 1 |  |  |  | 54000 | 960980
922808 | System-LBT21084UC-(-5)~5V-5/0.5/0.02/0.001A-8CH-auxV-auxT-110V1P-V101 | LBT(temp disabled) | 8 | 110V1P/208V3P/480V3P | 5 | 5 | -5 | LBT21084 +/-5V 5A | LBT21084 | System-LBT21084UC-(-5)~5V-5/0.5/0.02/0.001A-8CH-auxV-auxT-110V1P-V101 IV Module PN: 463534 Chassis Dimension(inch): 16W17D13H Single Phase Power Requirement: Voltage(VAC): 110 Max Power(VA): 575 Max Current/Phase(A): 5 Circuit Breaker(A): 15 | Benchtop | 1 | 4P5.08PHNX-F |  | 306170 |  | 8 | [7 empty] | YES | NO | NO | 8 | 8 | YES | NO | 4 | [5 empty] | 8193 | 961080
922810 | System-LBT21162-(-5)~5V-1/0.1/0/0A-64CH-220V1P-V101 | LBT | 64 | 220V1P/380V3P | 1 | 5 | -5 | LBT21162 +/-5V 1A | LBT21162 | LBT21162-(-5)~5V-1/0.1/0/0A-64CH-220V1P IV Module PN: 442946 Chassis Dimension(inch): 25W45D40H Single Phase Power Requirement: Voltage(VAC): 220 Max Power(VA): 1800 Max Current/Phase(A): 8 Circuit Breaker(A): 15 | Standing System | 4 | 16P3.81PHNX-F |  | 381546 |  | 16 | [7 empty] | YES | NO | NO | 0 | 0 | NO | NO | 2 | [5 empty] | 30359 | 961380
922812 | SYSTEM-RBT41162H-(2~20)V-100A/25A-2KW16CH-32KW-(340~520)V3P/(200~240)V1P-Expandable | RBT4 | 16 | 480V3P/220V1P/380V3P | 100 | 20 | 2 | RBT4 20V 100A | RBT4116 | SYSTEM-RBT41162H-(2~20)V-100A/25A-2KW16CH-32KW-(340~520) V3P/(200~240)V1P-Expandable Chassis Dimension (inch): 25W45D71H Single Phase Power Requirement: Voltage(VAC): 200~240 Max Power(VA): 2000 Max Current/Phase(A): 10 Circuit Breaker(A): 15 Three Phase Power Requirement: Voltage(VAC): 340~520 Max Power(VA): 38600 Max Current/Phase(A): 59 Circuit Breaker(A): 63 | Standing System | 1 | 4P15PHNX-F | 8P5.08PHNX-F | 450400 | 333250 | 8 | 4 | [6 empty] | NO | YES | NO | 0 | 0 | NO | NO | 2 | RBT4 20V 100A 16CH | 1 |  |  |  | 58300 | 961480
922822 | System-LBT21084HC-0~20V-10/0.5/0.02/0.001A-32CH-208V3P-V101 | LBT | 32 | 110V1P/208V3P/480V3P | 10 | 20 | 0 | LBT21084 20V 10A | LBT21084HC | System-LBT21084HC-0~20V-10/0.5/0.02/0.001A-32CH-208V3P-922822 Chassis Dimension (inch): 25W45D51H Three Phase Power Requirement: Voltage(VAC): 208 Max Power(VA): 10200 Max Current/Phase(A): 29 Circuit Breaker(A): 50 | Standing System | 4 | 8P10.16PHNX-F | 8P3.81PHNX-F | 374578 | 136858 | 8 | 8 | [6 empty] | YES | NO | NO | 0 | 0 | NO | NO | 4 | [5 empty] | 47637 | 963783
922836 | System-LBT20162-(-5)~5V-0.1/0.01/0/0A-224CH-220V1P-V101 | LBT | 224 | 220V1P/380V3P | 0.1 | 5 | -5 | LBT20162 +/-5V 0.1A | LBT20162 | LBT20162-(-5)~5V-0.1/0.01/0/0A-224CH-220V1P IV Module PN: 443894 Chassis Dimension(inch): 25W45D72H Single Phase Power Requirement: Voltage(VAC): 220 Max Power(VA): 1200 Max Current/Phase(A): 5 Circuit Breaker(A): 15 | Standing System | 14 | 16P3.81PHNX-F |  | 381546 |  | 56 | [7 empty] | YES | NO | NO | 0 | 0 | NO | NO | 2 | [5 empty] | 83762 | 965185
922838 | System-LBT20162-(-5)~5V-0.1/0.01/0/0A-112CH-220V1P-V101 | LBT | 112 | 220V1P/380V3P | 0.1 | 5 | -5 | LBT20162 +/-5V 0.1A | LBT20162 | LBT20162-(-5)~5V-0.1/0.01/0/0A-112CH-220V1P IV Module PN: 443894 Chassis Dimension(inch): 25W45D40H Single Phase Power Requirement: Voltage(VAC): 220 Max Power(VA): 1200 Max Current/Phase(A): 5 Circuit Breaker(A): 15 | Standing System | 7 | 16P3.81PHNX-F |  | 381546 |  | 28 | [7 empty] | YES | NO | NO | 0 | 0 | NO | NO | 2 | [5 empty] | 44225 | 965285
922840 | System-LBT20162-(-5)~5V-0.1/0.01/0/0A-96CH-220V1P-V101 | LBT | 96 | 220V1P/380V3P | 0.1 | 5 | -5 | LBT20162 +/-5V 0.1A | LBT20162 | LBT20162-(-5)~5V-0.1/0.01/0/0A-96CH-220V1P IV Module PN: 443894 Chassis Dimension(inch): 25W45D40H Single Phase Power Requirement: Voltage(VAC): 220 Max Power(VA): 1200 Max Current/Phase(A): 5 Circuit Breaker(A): 15 | Standing System | 6 | 16P3.81PHNX-F |  | 381546 |  | 24 | [7 empty] | YES | NO | NO | 0 | 0 | NO | NO | 2 | [5 empty] | 39092 | 965286
922848 | SYSTEM-RBT41043H-(2~6)V-300A/150A/50A-1.8KW4CH-7.2KW-(340~520)V3P/(200~240)V1P-Expandable | RBT4 | 4 | 480V3P/220V1P/380V3P | 300 | 6 | 2 | RBT4 6V 300A | RBT4104 | SYSTEM-RBT41043H-(2~6)V-300A/150A/50A-1.8KW4CH-7.2KW-(340~520) V3P/(200~240)V1P-Expandable Chassis Dimension (inch): 25W45D71H Single Phase Power Requirement: Voltage(VAC): 200~240 Max Power(VA): 2000 Max Current/Phase(A): 10 Circuit Breaker(A): 15 Three Phase Power Requirement: Voltage(VAC): 340~520 Max Power(VA): 11000 Max Current/Phase(A): 17 Circuit Breaker(A): 20 | Standing System | 1 | Lug | 3P5.08PHNX-F | 304986 | 306154 | 16 | 4 | [6 empty] | NO | YES | NO | 0 | 0 | NO | NO | 3 | RBT4 6V 300A 4CH | 1 |  |  |  | 45000 | 966085
922850 | System-LBT21014-0~5V-300/50/5/0.5A-4CH-480V3P-V101 | LBT | 4 | 110V1P/208V3P/480V3P | 300 | 5 | 0 | LBT21014 5V 300A | LBT21014 | System-LBT21014-0~5V-300/50/5/0.5A-4CH-480V3P-922850 Chassis Dimension (inch): 25W45D72H Single Phase Power Requirement: Voltage(VAC): 220 Max Power(VA): 1200 Max Current/Phase(A): 5 Circuit Breaker(A): 15 Three Phase Power Requirement: Voltage(VAC): 480 Max Power(VA): 16072 Max Current/Phase(A): 20 Circuit Breaker(A): 30 | Standing System | 4 | Lug | 2P5.08PHNX-F | 304826 | 306130 | 8 | 4 | [6 empty] | YES | NO | NO | 0 | 0 | NO | NO | 4 | [5 empty] | 48129 | 966485
922862 | System-LBT20162-(-5)~5V-0.1/0.01/0/0A-48CH-220V1P-V101 | LBT | 48 | 220V1P/380V3P | 0.1 | 5 | -5 | LBT20162 +/-5V 0.1A | LBT20162 | LBT20162-(-5)~5V-0.1/0.01/0/0A-48CH-220V1P IV Module PN: 443894 Chassis Dimension(inch): 25W45D40H Single Phase Power Requirement: Voltage(VAC): 220 Max Power(VA): 1200 Max Current/Phase(A): 5 Circuit Breaker(A): 15 | Standing System | 3 | 16P3.81PHNX-F |  | 381546 |  | 12 | [7 empty] | YES | NO | NO | 0 | 0 | NO | NO | 2 | [5 empty] | 23692 | 968085
922872 | SYSTEM-RBT41162H-(2~6)V-100A/25A-0.6KW64CH-38.4KW-(340~520)V3P/(200~240)V1P | RBT4 | 64 | 480V3P/220V1P/380V3P | 100 | 6 | 2 | RBT4 6V 100A | RBT4116 | SYSTEM-RBT41162H-(2~6)V-100A/25A-0.6KW64CH-38.4KW-(340~520) V3P/(200~240)V1P Chassis Dimension (inch): 25W45D71H Single Phase Power Requirement: Voltage(VAC): 200~240 Max Power(VA): 2000 Max Current/Phase(A): 10 Circuit Breaker(A): 15 Three Phase Power Requirement: Voltage(VAC): 340~520 Max Power(VA): 57500 Max Current/Phase(A): 88 Circuit Breaker(A): 100 | Standing System | 4 | 4P15PHNX-F | 8P5.08PHNX-F | 450400 | 333250 | 32 | 16 | [6 empty] | NO | YES | NO | 0 | 0 | NO | NO | 2 | RBT4 6V 100A 16CH | 4 |  |  |  | 137300 | 968585
922874 | SYSTEM-RBT41043H-(2~10)V-400A/200A/50A-4KW8CH-32KW-(340~520)V3P/(200~240)V1P-Expandable | RBT4 | 8 | 480V3P/220V1P/380V3P | 400 | 10 | 2 | RBT4 10V 400A | RBT4104 | SYSTEM-RBT41043H-(2~10)V-400A/200A/50A-4KW8CH-32KW-(340~520) V3P/(200~240)V1P-Expandable Chassis Dimension (inch): 25W45D71H Single Phase Power Requirement: Voltage(VAC): 200~240 Max Power(VA): 2000 Max Current/Phase(A): 10 Circuit Breaker(A): 15 Three Phase Power Requirement: Voltage(VAC): 340~520 Max Power(VA): 41050 Max Current/Phase(A): 62 Circuit Breaker(A): 80 | Standing System | 2 | Lug | 3P5.08PHNX-F | 304986 | 306154 | 32 | 8 | [6 empty] | NO | YES | NO | 0 | 0 | NO | NO | 3 | RBT4 10V 400A 4CH | 2 |  |  |  | 86000 | 969085
922876 | System-LBT20084-(-5)~5V-0.2/0.01/0.001/0.0001A-88CH-110V1P-V101 | LBT | 88 | 110V1P/208V3P/480V3P | 0.2 | 5 | -5 | LBT20084 +/-5V 0.2A | LBT20084 | LBT20084-(-5)~5V-0.2/0.01/0.001/0.0001A-88CH-110V1P IV Module PN: 441976 Chassis Dimension(inch): 25W45D72H Single Phase Power Requirement: Voltage(VAC): 110 Max Power(VA): 1200 Max Current/Phase(A): 11 Circuit Breaker(A): 15 | Standing System | 11 | 4P5.08PHNX-F |  | 194922 |  | 88 | [7 empty] | YES | NO | NO | 0 | 0 | NO | NO | 4 | [5 empty] | 60355 | 969185
922878 | SYSTEM-RBT41162H-(2~10)V-100A/25A-1KW16CH-16KW-(340~520)V3P/(200~240)V1P-Expandable | RBT4 | 16 | 480V3P/220V1P/380V3P | 100 | 10 | 2 | RBT4 10V 100A | RBT4116 | SYSTEM-RBT41162H-(2~10)V-100A/25A-1KW16CH-16KW-(340~520) V3P/(200~240)V1P-Expandable Chassis Dimension (inch): 25W45D71H Single Phase Power Requirement: Voltage(VAC): 200~240 Max Power(VA): 2000 Max Current/Phase(A): 10 Circuit Breaker(A): 15 Three Phase Power Requirement: Voltage(VAC): 340~520 Max Power(VA): 20520 Max Current/Phase(A): 31 Circuit Breaker(A): 50 | Standing System | 1 | 4P15PHNX-F | 8P5.08PHNX-F | 450400 | 333250 | 8 | 4 | [6 empty] | NO | YES | NO | 0 | 0 | NO | NO | 2 | RBT4 10V 100A 16CH | 1 |  |  |  | 52300 | 969685
922880 | SYSTEM-RBT41043H-(2~20)V-300A/150A/50A-6KW4CH-24KW-(340~520)V3P/(200~240)V1P-Expandable | RBT4 | 4 | 480V3P/220V1P/380V3P | 300 | 20 | 2 | RBT4 20V 300A | RBT4104 | SYSTEM-RBT41043H-(2~20)V-300A/150A/50A-6KW4CH-24KW-(340~520) V3P/(200~240)V1P-Expandable Chassis Dimension (inch): 25W45D71H Single Phase Power Requirement: Voltage(VAC): 200~240 Max Power(VA): 2000 Max Current/Phase(A): 10 Circuit Breaker(A): 15 Three Phase Power Requirement: Voltage(VAC): 340~520 Max Power(VA): 28920 Max Current/Phase(A): 44 Circuit Breaker(A): 50 | Standing System | 1 | Lug | 3P5.08PHNX-F | 304986 | 306154 | 16 | 4 | [6 empty] | NO | YES | NO | 0 | 0 | NO | NO | 3 | RBT4 20V 300A 4CH | 1 |  |  |  | 57000 | 970685
922888 | System-LBT21084HC-(-5)~5V-10/0.5/0.02/0.001A-32CH-208V3P-V101 | LBT | 32 | 110V1P/208V3P/480V3P | 10 | 5 | -5 | LBT21084 +/-5V 10A | LBT21084HC | System-LBT21084HC-(-5)~5V-10/0.5/0.02/0.001A-32CH-208V3P-922888 Chassis Dimension (inch): 25W45D51H Three Phase Power Requirement: Voltage(VAC): 208 Max Power(VA): 4200 Max Current/Phase(A): 12 Circuit Breaker(A): 20 | Standing System | 4 | 8P10.16PHNX-F | 8P3.81PHNX-F | 374578 | 136858 | 8 | 8 | [6 empty] | YES | NO | NO | 0 | 0 | NO | NO | 4 | [5 empty] | 39503 | 971185
922898 | System-LBT21084HC-(-5)~5V-10/0.5/0.02/0.001A-96CH-480V3P-V101 | LBT | 96 | 110V1P/208V3P/480V3P | 10 | 5 | -5 | LBT21084 +/-5V 10A | LBT21084HC | System-LBT21084HC-(-5)~5V-10/0.5/0.02/0.001A-96CH-480V3P-922898 Chassis Dimension (inch): 38W45D61H Single Phase Power Requirement: Voltage(VAC): 220 Max Power(VA): 2400 Max Current/Phase(A): 11 Circuit Breaker(A): 15 Three Phase Power Requirement: Voltage(VAC): 480 Max Power(VA): 12858 Max Current/Phase(A): 16 Circuit Breaker(A): 20 | Standing System | 12 | 8P10.16PHNX-F | 8P3.81PHNX-F | 374578 | 136858 | 24 | 24 | [6 empty] | YES | NO | NO | 0 | 0 | NO | NO | 4 | [5 empty] | 101670 | 971985
922900 | System-LBT21014-0~5V-300/50/5/0.5A-5CH-208V3P-V101 | LBT | 5 | 110V1P/208V3P/480V3P | 300 | 5 | 0 | LBT21014 5V 300A | LBT21014 | System-LBT21014-0~5V-300/50/5/0.5A-5CH-208V3P-922900 Chassis Dimension (inch): 25W45D72H Three Phase Power Requirement: Voltage(VAC): 208 Max Power(VA): 21290 Max Current/Phase(A): 60 Circuit Breaker(A): 80 | Standing System | 5 | Lug | 2P5.08PHNX-F | 304826 | 306130 | 10 | 5 | [6 empty] | YES | NO | NO | 0 | 0 | NO | NO | 4 | [5 empty] | 62562 | 972185
922906 | SYSTEM-RBT41043H-(2~20)V-400A/200A/50A-8KW4CH-32KW-(340~520)V3P/(200~240)V1P-Expandable | RBT4 | 4 | 480V3P/220V1P/380V3P | 400 | 20 | 2 | RBT4 20V 400A | RBT4104 | SYSTEM-RBT41043H-(2~20)V-400A/200A/50A-8KW4CH-32KW-(340~520) V3P/(200~240)V1P-Expandable Chassis Dimension (inch): 25W45D71H Single Phase Power Requirement: Voltage(VAC): 200~240 Max Power(VA): 2000 Max Current/Phase(A): 10 Circuit Breaker(A): 15 Three Phase Power Requirement: Voltage(VAC): 340~520 Max Power(VA): 38600 Max Current/Phase(A): 59 Circuit Breaker(A): 63 | Standing System | 1 | Lug | 3P5.08PHNX-F | 304986 | 306154 | 16 | 4 | [6 empty] | NO | YES | NO | 0 | 0 | NO | NO | 3 | RBT4 20V 400A 4CH | 1 |  |  |  | 57000 | 972785
922908 | SYSTEM-RBT41043H-(2~20)V-400A/200A/50A-8KW8CH-64KW-(340~520)V3P/(200~240)V1P | RBT4 | 8 | 480V3P/220V1P/380V3P | 400 | 20 | 2 | RBT4 20V 400A | RBT4104 | SYSTEM-RBT41043H-(2~20)V-400A/200A/50A-8KW8CH-64KW-(340~520) V3P/(200~240)V1P Chassis Dimension (inch): 25W45D71H Single Phase Power Requirement: Voltage(VAC): 200~240 Max Power(VA): 2000 Max Current/Phase(A): 10 Circuit Breaker(A): 15 Three Phase Power Requirement: Voltage(VAC): 340~520 Max Power(VA): 78000 Max Current/Phase(A): 119 Circuit Breaker(A): 125 | Standing System | 2 | Lug | 3P5.08PHNX-F | 304986 | 306154 | 32 | 8 | [6 empty] | NO | YES | NO | 0 | 0 | NO | NO | 3 | RBT4 20V 400A 4CH | 2 |  |  |  | 98000 | 972885
922916 | SYSTEM-RBT41043H-(2~6)V-300A/150A/50A-1.8KW16CH-28.8KW-(340~520)V3P/(200~240)V1P | RBT4 | 16 | 480V3P/220V1P/380V3P | 300 | 6 | 2 | RBT4 6V 300A | RBT4104 | SYSTEM-RBT41043H-(2~6)V-300A/150A/50A-1.8KW16CH-28.8KW-(340~520) V3P/(200~240)V1P Chassis Dimension (inch): 25W45D71H Single Phase Power Requirement: Voltage(VAC): 200~240 Max Power(VA): 2000 Max Current/Phase(A): 10 Circuit Breaker(A): 15 Three Phase Power Requirement: Voltage(VAC): 340~520 Max Power(VA): 43000 Max Current/Phase(A): 66 Circuit Breaker(A): 80 | Standing System | 4 | Lug | 3P5.08PHNX-F | 304986 | 306154 | 64 | 16 | [6 empty] | NO | YES | NO | 0 | 0 | NO | NO | 3 | RBT4 6V 300A 4CH | 4 |  |  |  | 132000 | 973885
922928 | System-LBT20084-(-5)~5V-0.2/0.01/0.001/0.0001A-120CH-110V1P-V101 | LBT | 120 | 110V1P/208V3P/480V3P | 0.2 | 5 | -5 | LBT20084 +/-5V 0.2A | LBT20084 | LBT20084-(-5)~5V-0.2/0.01/0.001/0.0001A-120CH-110V1P IV Module PN: 441976 Chassis Dimension(inch): 25W45D72H Single Phase Power Requirement: Voltage(VAC): 110 Max Power(VA): 1200 Max Current/Phase(A): 11 Circuit Breaker(A): 15 | Standing System | 15 | 4P5.08PHNX-F |  | 194922 |  | 120 | [7 empty] | YES | NO | NO | 0 | 0 | NO | NO | 4 | [5 empty] | 79096 | 974585
922932 | System-LBT21084HC-0~5V-20/5/0/0A-96CH-208V3P-V101 | LBT | 96 | 110V1P/208V3P/480V3P | 20 | 5 | 0 | LBT21084 5V 20A | LBT21084HC | System-LBT21084HC-0~5V-20/5/0/0A-96CH-208V3P-922932 Chassis Dimension (inch): 38W45D61H Three Phase Power Requirement: Voltage(VAC): 208 Max Power(VA): 26915 Max Current/Phase(A): 75 Circuit Breaker(A): 100 | Standing System | 12 | 8P10.16PHNX-F | 8P3.81PHNX-F | 374578 | 136858 | 24 | 24 | [6 empty] | YES | NO | NO | 0 | 0 | NO | NO | 4 | [5 empty] | 109270 | 974685
923394 | System-LBT21084UC-0~5V-10/0.5/0.02/0.001A-8CH-auxV-auxT-220V1P-V101 | LBT(temp disabled) | 8 | 220V1P/380V3P | 10 | 5 | 0 | LBT21084 5V 10A | LBT21084 | LBT21084UC-0~5V-10/0.5/0.02/0.001A-8CH-auxV-auxT-220V1P IV Module PN: 448080 Chassis Dimension(inch): 16W17D13H Single Phase Power Requirement: Voltage(VAC): 220 Max Power(VA): 950 Max Current/Phase(A): 4 Circuit Breaker(A): 15 | Benchtop | 1 | 4P5.08PHNX-F |  | 306170 |  | 8 | [7 empty] | YES | NO | NO | 8 | 8 | YES | NO | 4 | [5 empty] | 7926 | 979485
923398 | SYSTEM-RBT41043H-(0~6)V-300A/150A/50A-1.8KW4CH-7.2KW-(340~520)V3P/(200~240)V1P-Expandable | RBT4 | 4 | 480V3P/220V1P/380V3P | 300 | 6 | 0 | RBT4 6V 300A | RBT4104 | SYSTEM-RBT41043H-(0~6)V-300A/150A/50A-1.8KW4CH-7.2KW-(340~520) V3P/(200~240)V1P-Expandable Chassis Dimension (inch): 25W45D71H Single Phase Power Requirement: Voltage(VAC): 200~240 Max Power(VA): 2000 Max Current/Phase(A): 10 Circuit Breaker(A): 15 Three Phase Power Requirement: Voltage(VAC): 340~520 Max Power(VA): 11250 Max Current/Phase(A): 17 Circuit Breaker(A): 20 | Standing System | 1 | Lug | 3P5.08PHNX-F | 304986 | 306154 | 16 | 4 | [6 empty] | YES | YES | NO | 0 | 0 | NO | NO | 3 | RBT4 6V 300A 4CH | 1 |  |  |  | 52700 | 980485
923400 | SYSTEM-RBT41043H-(0~6)V-300A/150A/50A-1.8KW8CH-14.4KW-(340~520)V3P/(200~240)V1P-Expandable | RBT4 | 8 | 480V3P/220V1P/380V3P | 300 | 6 | 0 | RBT4 6V 300A | RBT4104 | SYSTEM-RBT41043H-(0~6)V-300A/150A/50A-1.8KW8CH-14.4KW-(340~520) V3P/(200~240)V1P-Expandable Chassis Dimension (inch): 25W45D71H Single Phase Power Requirement: Voltage(VAC): 200~240 Max Power(VA): 2000 Max Current/Phase(A): 10 Circuit Breaker(A): 15 Three Phase Power Requirement: Voltage(VAC): 340~520 Max Power(VA): 22500 Max Current/Phase(A): 34 Circuit Breaker(A): 50 | Standing System | 2 | Lug | 3P5.08PHNX-F | 304986 | 306154 | 32 | 8 | [6 empty] | YES | YES | NO | 0 | 0 | NO | NO | 3 | RBT4 6V 300A 4CH | 2 |  |  |  | 89300 | 980585
923406 | SYSTEM-RBT41043H-(2~6)V-400A/200A/50A-2.4KW16CH-38.4KW-(340~520)V3P/(200~240)V1P | RBT4 | 16 | 480V3P/220V1P/380V3P | 400 | 6 | 2 | RBT4 6V 400A | RBT4104 | SYSTEM-RBT41043H-(2~6)V-400A/200A/50A-2.4KW16CH-38.4KW-(340~520) V3P/(200~240)V1P Chassis Dimension (inch): 25W45D71H Single Phase Power Requirement: Voltage(VAC): 200~240 Max Power(VA): 2000 Max Current/Phase(A): 10 Circuit Breaker(A): 15 Three Phase Power Requirement: Voltage(VAC): 340~520 Max Power(VA): 57500 Max Current/Phase(A): 88 Circuit Breaker(A): 100 | Standing System | 4 | Lug | 3P5.08PHNX-F | 304986 | 306154 | 64 | 16 | [6 empty] | NO | YES | NO | 0 | 0 | NO | NO | 3 | RBT4 6V 400A 4CH | 4 |  |  |  | 132000 | 981085
923408 | System-LBT21084UC-0~5V-5/0.5/0.02/0.001A-8CH-auxV-auxT-110V1P-V101 | LBT(temp disabled) | 8 | 110V1P/208V3P/480V3P | 5 | 5 | 0 | LBT21084 5V 5A | LBT21084 | LBT21084UC-0~5V-5/0.5/0.02/0.001A-8CH-auxV-auxT-110V1P IV Module PN: 463534 Chassis Dimension(inch): 16W17D13H Single Phase Power Requirement: Voltage(VAC): 110 Max Power(VA): 575 Max Current/Phase(A): 5 Circuit Breaker(A): 15 | Benchtop | 1 | 4P5.08PHNX-F |  | 306170 |  | 8 | [7 empty] | YES | NO | NO | 8 | 8 | YES | NO | 4 | [5 empty] | 7926 | 982085
923420 | LBT22013-0~25V-100/10/1/0A-6CH-480V3P | LBT | 6 | 110V1P/208V3P/480V3P | 100 | 25 | 0 | LBT22013 25V 100A | LBT22013 | LBT22013-0~25V-100/10/1/0A-6CH-480V3P IV Module PN: 431056 Chassis Dimension(inch): 35W39D51H Single Phase Power Requirement: Voltage(VAC): 220 Max Power(VA): 1152 Max Current/Phase(A): 6 Circuit Breaker(A): 15 Three Phase Power Requirement: Voltage(VAC):480 Max Power(VA): 35400 Max Current/Phase(A): 43 Circuit Breaker(A): 50 | Standing System | 6 | Lug | 2P5.08PHNX-F | 304826 | 306130 | 12 | 6 | [6 empty] | YES | NO | NO | 0 | 0 | NO | NO | 3 | [5 empty] | 53520 | 983487
923422 | LBT22013-0~25V-100/10/1/0A-8CH-208V3P | LBT | 8 | 110V1P/208V3P/480V3P | 100 | 25 | 0 | LBT22013 25V 100A | LBT22013 | LBT22013-0~25V-100/10/1/0A-8CH-208V3P IV Module PN: 431056 Chassis Dimension(inch): 35W39D51H Three Phase Power Requirement: Voltage(VAC): 208 Max Power(VA): 41328 Max Current/Phase(A): 115 Circuit Breaker(A): 150 | Standing System | 8 | Lug | 2P5.08PHNX-F | 304826 | 306130 | 16 | 8 | [6 empty] | YES | NO | NO | 0 | 0 | NO | NO | 3 | [5 empty] | 75654 | 983488
923424 | LBT22013-0~25V-100/10/1/0A-6CH-208V3P | LBT | 6 | 110V1P/208V3P/480V3P | 100 | 25 | 0 | LBT22013 25V 100A | LBT22013 | LBT22013-0~25V-100/10/1/0A-6CH-208V3P IV Module PN: 431056 Chassis Dimension(inch): 35W39D51H Three Phase Power Requirement: Voltage(VAC): 208 Max Power(VA): 30528 Max Current/Phase(A): 85 Circuit Breaker(A): 100 | Standing System | 6 | Lug | 2P5.08PHNX-F | 304826 | 306130 | 12 | 6 | [6 empty] | YES | NO | NO | 0 | 0 | NO | NO | 3 | [5 empty] | 58387 | 983587
923426 | SYSTEM-RBT41043H-(2~20)V-300A/150A/50A-6KW8CH-48KW-(340~520)V3P/(200~240)V1P | RBT4 | 8 | 480V3P/220V1P/380V3P | 300 | 20 | 2 | RBT4 20V 300A | RBT4104 | SYSTEM-RBT41043H-(2~20)V-300A/150A/50A-6KW8CH-48KW-(340~520) V3P/(200~240)V1P Chassis Dimension (inch): 25W45D71H Single Phase Power Requirement: Voltage(VAC): 200~240 Max Power(VA): 2000 Max Current/Phase(A): 10 Circuit Breaker(A): 15 Three Phase Power Requirement: Voltage(VAC): 340~520 Max Power(VA): 58000 Max Current/Phase(A): 88 Circuit Breaker(A): 100 | Standing System | 2 | Lug | 3P5.08PHNX-F | 304986 | 306154 | 32 | 8 | [6 empty] | NO | YES | NO | 0 | 0 | NO | NO | 3 | RBT4 20V 300A 4CH | 2 |  |  |  | 98000 | 983987
923428 | SYSTEM-RBT41043H-(2~6)V-300A/150A/50A-1.8KW12CH-21.6KW-(340~520)V3P/(200~240)V1P-Expandable | RBT4 | 12 | 480V3P/220V1P/380V3P | 300 | 6 | 2 | RBT4 6V 300A | RBT4104 | SYSTEM-RBT41043H-(2~6)V-300A/150A/50A-1.8KW12CH-21.6KW-(340~520) V3P/(200~240)V1P-Expandable Chassis Dimension (inch): 25W45D71H Single Phase Power Requirement: Voltage(VAC): 200~240 Max Power(VA): 2000 Max Current/Phase(A): 10 Circuit Breaker(A): 15 Three Phase Power Requirement: Voltage(VAC): 340~520 Max Power(VA): 32500 Max Current/Phase(A): 49 Circuit Breaker(A): 63 | Standing System | 3 | Lug | 3P5.08PHNX-F | 304986 | 306154 | 48 | 12 | [6 empty] | NO | YES | NO | 0 | 0 | NO | NO | 3 | RBT4 6V 300A 4CH | 3 |  |  |  | 103000 | 984087
923430 | SYSTEM-RBT41043H-(0~6)V-300A/150A/50A-1.8KW12CH-21.6KW-(340~520)V3P/(200~240)V1P | RBT4 | 12 | 480V3P/220V1P/380V3P | 300 | 6 | 0 | RBT4 6V 300A | RBT4104 | SYSTEM-RBT41043H-(0~6)V-300A/150A/50A-1.8KW12CH-21.6KW-(340~520) V3P/(200~240)V1P Chassis Dimension (inch): 25W45D71H Single Phase Power Requirement: Voltage(VAC): 200~240 Max Power(VA): 2000 Max Current/Phase(A): 10 Circuit Breaker(A): 15 Three Phase Power Requirement: Voltage(VAC): 340~520 Max Power(VA): 34000 Max Current/Phase(A): 52 Circuit Breaker(A): 63 | Standing System | 3 | Lug | 3P5.08PHNX-F | 304986 | 306154 | 48 | 12 | [6 empty] | YES | YES | NO | 0 | 0 | NO | NO | 3 | RBT4 6V 300A 4CH | 3 |  |  |  | 126000 | 984187
923434 | System-LBT20162-(-5)~5V-0.1/0.01/0/0A-128CH-220V1P-V101 | LBT | 128 | 220V1P/380V3P | 0.1 | 5 | -5 | LBT20162 +/-5V 0.1A | LBT20162 | LBT20162-(-5)~5V-0.1/0.01/0/0A-128CH-220V1P IV Module PN: 443894 Chassis Dimension(inch): 25W45D51H Single Phase Power Requirement: Voltage(VAC): 220 Max Power(VA): 1200 Max Current/Phase(A): 5 Circuit Breaker(A): 15 | Standing System | 8 | 16P3.81PHNX-F |  | 381546 |  | 32 | [7 empty] | YES | NO | NO | 0 | 0 | NO | NO | 2 | [5 empty] | 50437 | 984988
923436 | System-LBT20162-(-5)~5V-0.1/0.01/0/0A-160CH-220V1P-V101 | LBT | 160 | 220V1P/380V3P | 0.1 | 5 | -5 | LBT20162 +/-5V 0.1A | LBT20162 | LBT20162-(-5)~5V-0.1/0.01/0/0A-160CH-220V1P IV Module PN: 443894 Chassis Dimension(inch): 25W45D51H Single Phase Power Requirement: Voltage(VAC): 220 Max Power(VA): 1200 Max Current/Phase(A): 5 Circuit Breaker(A): 15 | Standing System | 10 | 16P3.81PHNX-F |  | 381546 |  | 40 | [7 empty] | YES | NO | NO | 0 | 0 | NO | NO | 2 | [5 empty] | 60703 | 985087
923438 | System-LBT20162-(-5)~5V-0.1/0.01/0/0A-192CH-220V1P-V101 | LBT | 192 | 220V1P/380V3P | 0.1 | 5 | -5 | LBT20162 +/-5V 0.1A | LBT20162 | LBT20162-(-5)~5V-0.1/0.01/0/0A-192CH-220V1P IV Module PN: 443894 Chassis Dimension(inch): 25W45D72H Single Phase Power Requirement: Voltage(VAC): 220 Max Power(VA): 1200 Max Current/Phase(A): 5 Circuit Breaker(A): 15 | Standing System | 12 | 16P3.81PHNX-F |  | 381546 |  | 48 | [7 empty] | YES | NO | NO | 0 | 0 | NO | NO | 2 | [5 empty] | 72675 | 984989
923440 | System-LBT20162-(-5)~5V-0.1/0.01/0/0A-240CH-220V1P-V101 | LBT | 240 | 220V1P/380V3P | 0.1 | 5 | -5 | LBT20162 +/-5V 0.1A | LBT20162 | LBT20162-(-5)~5V-0.1/0.01/0/0A-240CH-220V1P IV Module PN: 443894 Chassis Dimension(inch): 25W45D72H Single Phase Power Requirement: Voltage(VAC): 220 Max Power(VA): 1200 Max Current/Phase(A): 5 Circuit Breaker(A): 15 | Standing System | 15 | 16P3.81PHNX-F |  | 381546 |  | 60 | [7 empty] | YES | NO | NO | 0 | 0 | NO | NO | 2 | [5 empty] | 88896 | 985187
923448 | System-LBTS21044-0~5V-300/10/1/0.01A-4CH-208V3P-V2 | LBTS | 4 | 208V3P | 300 | 5 | 0 | LBTS21044-300A | LBTS21044 | System-LBTS21044-0~5V-300/10/1/0.01A-4CH-208V3P-V2 Chassis Dimension (inch): 25W45D71H Three Phase Power Requirement: Voltage(VAC): 188~228 Max Power(VA): 16510 Max Current/Phase(A): 48 Circuit Breaker(A): 63 | Standing System | 1 | Lug | 2P5.08PHNX-F | 304826 | 306130 | 8 | 4 | [6 empty] | YES | NO | NO | 0 | 0 | NO | NO | 4 | LBTS21044-300A 4CH | 1 |  |  |  | 48118 | 987187
923450 | System-LBTS21044-0~5V-300/10/1/0.01A-8CH-208V3P-V2 | LBTS | 8 | 208V3P | 300 | 5 | 0 | LBTS21044-300A | LBTS21044 | System-LBTS21044-0~5V-300/10/1/0.01A-8CH-208V3P-V2 Chassis Dimension (inch): 25W45D71H Three Phase Power Requirement: Voltage(VAC): 188~228 Max Power(VA): 33020 Max Current/Phase(A): 95 Circuit Breaker(A): 125 | Standing System | 2 | Lug | 2P5.08PHNX-F | 304826 | 306130 | 16 | 8 | [6 empty] | YES | NO | NO | 0 | 0 | NO | NO | 4 | LBTS21044-300A 4CH | 2 |  |  |  | 86863 | 987090
923452 | System-LBTS21044-0~5V-300/10/1/0.01A-4CH-380V3P-V2 | LBTS | 4 | 380V3P | 300 | 5 | 0 | LBTS21044-300A | LBTS21044 | System-LBTS21044-0~5V-300/10/1/0.01A-4CH-380V3P-V2 Chassis Dimension (inch): 25W45D71H Single Phase Power Requirement: Voltage(VAC): 200~240 Max Power(VA): 600 Max Current/Phase(A): 3 Circuit Breaker(A): 15 Three Phase Power Requirement: Voltage(VAC): 342~418 Max Power(VA): 15920 Max Current/Phase(A): 25 Circuit Breaker(A): 30 | Standing System | 1 | Lug | 2P5.08PHNX-F | 304826 | 306130 | 8 | 4 | [6 empty] | YES | NO | NO | 0 | 0 | NO | NO | 4 | LBTS21044-300A 4CH | 1 |  |  |  | 47306 | 987091
923454 | System-LBTS21044-0~5V-300/10/1/0.01A-8CH-380V3P-V2 | LBTS | 8 | 380V3P | 300 | 5 | 0 | LBTS21044-300A | LBTS21044 | System-LBTS21044-0~5V-300/10/1/0.01A-8CH-380V3P-V2 Chassis Dimension (inch): 25W45D71H Single Phase Power Requirement: Voltage(VAC): 200~240 Max Power(VA): 1190 Max Current/Phase(A): 6 Circuit Breaker(A): 15 Three Phase Power Requirement: Voltage(VAC): 342~418 Max Power(VA): 31840 Max Current/Phase(A): 49 Circuit Breaker(A): 63 | Standing System | 2 | Lug | 2P5.08PHNX-F | 304826 | 306130 | 16 | 8 | [6 empty] | YES | NO | NO | 0 | 0 | NO | NO | 4 | LBTS21044-300A 4CH | 2 |  |  |  | 85113 | 987092
923456 | System-LBTS21044-0~5V-300/10/1/0.01A-4CH-480V3P-V2 | LBTS | 4 | 480V3P | 300 | 5 | 0 | LBTS21044-300A | LBTS21044 | System-LBTS21044-0~5V-300/10/1/0.01A-4CH-480V3P-V2 Chassis Dimension (inch): 25W45D71H Single Phase Power Requirement: Voltage(VAC): 200~240 Max Power(VA): 600 Max Current/Phase(A): 3 Circuit Breaker(A): 15 Three Phase Power Requirement: Voltage(VAC): 432~528 Max Power(VA): 15920 Max Current/Phase(A): 20 Circuit Breaker(A): 30 | Standing System | 1 | Lug | 2P5.08PHNX-F | 304826 | 306130 | 8 | 4 | [6 empty] | YES | NO | NO | 0 | 0 | NO | NO | 4 | LBTS21044-300A 4CH | 1 |  |  |  | 47306 | 987093
923458 | System-LBTS21044-0~5V-300/10/1/0.01A-8CH-480V3P-V2 | LBTS | 8 | 480V3P | 300 | 5 | 0 | LBTS21044-300A | LBTS21044 | System-LBTS21044-0~5V-300/10/1/0.01A-8CH-480V3P-V2 Chassis Dimension (inch): 25W45D71H Single Phase Power Requirement: Voltage(VAC): 200~240 Max Power(VA): 1190 Max Current/Phase(A): 6 Circuit Breaker(A): 15 Three Phase Power Requirement: Voltage(VAC): 432~528 Max Power(VA): 31840 Max Current/Phase(A): 39 Circuit Breaker(A): 50 | Standing System | 2 | Lug | 2P5.08PHNX-F | 304826 | 306130 | 16 | 8 | [6 empty] | YES | NO | NO | 0 | 0 | NO | NO | 4 | LBTS21044-300A 4CH | 2 |  |  |  | 84980 | 987094
923460 | System-LBTS21084-0~5V-150/10/1/0.01A-8CH-208V3P-V2 | LBTS | 8 | 208V3P | 150 | 5 | 0 | LBTS21084-150A | LBTS21084 | System-LBTS21084-0~5V-150/10/1/0.01A-8CH-208V3P-V2 Chassis Dimension (inch): 25W45D71H Three Phase Power Requirement: Voltage(VAC): 188~228 Max Power(VA): 16510 Max Current/Phase(A): 48 Circuit Breaker(A): 63 | Standing System | 1 | Lug | 2P5.08PHNX-F | 304826 | 306130 | 16 | 8 | [6 empty] | YES | NO | NO | 0 | 0 | NO | NO | 4 | LBTS21084-150A 8CH | 1 |  |  |  | 48552 | 987095
923462 | System-LBTS21084-0~5V-150/10/1/0.01A-16CH-208V3P-V2 | LBTS | 16 | 208V3P | 150 | 5 | 0 | LBTS21084-150A | LBTS21084 | System-LBTS21084-0~5V-150/10/1/0.01A-16CH-208V3P-V2 Chassis Dimension (inch): 25W45D71H Three Phase Power Requirement: Voltage(VAC): 188~228 Max Power(VA): 33020 Max Current/Phase(A): 95 Circuit Breaker(A): 125 | Standing System | 2 | Lug | 2P5.08PHNX-F | 304826 | 306130 | 32 | 16 | [6 empty] | YES | NO | NO | 0 | 0 | NO | NO | 4 | LBTS21084-150A 8CH | 2 |  |  |  | 87731 | 987096
923464 | System-LBTS21084-0~5V-150/10/1/0.01A-8CH-380V3P-V2 | LBTS | 8 | 380V3P | 150 | 5 | 0 | LBTS21084-150A | LBTS21084 | System-LBTS21084-0~5V-150/10/1/0.01A-8CH-380V3P-V2 Chassis Dimension (inch): 25W45D71H Single Phase Power Requirement: Voltage(VAC): 200~240 Max Power(VA): 600 Max Current/Phase(A): 3 Circuit Breaker(A): 15 Three Phase Power Requirement: Voltage(VAC): 342~418 Max Power(VA): 15920 Max Current/Phase(A): 25 Circuit Breaker(A): 30 | Standing System | 1 | Lug | 2P5.08PHNX-F | 304826 | 306130 | 16 | 8 | [6 empty] | YES | NO | NO | 0 | 0 | NO | NO | 4 | LBTS21084-150A 8CH | 1 |  |  |  | 47740 | 987097
923466 | System-LBTS21084-0~5V-150/10/1/0.01A-16CH-380V3P-V2 | LBTS | 16 | 380V3P | 150 | 5 | 0 | LBTS21084-150A | LBTS21084 | System-LBTS21084-0~5V-150/10/1/0.01A-16CH-380V3P-V2 Chassis Dimension (inch): 25W45D71H Single Phase Power Requirement: Voltage(VAC): 200~240 Max Power(VA): 1190 Max Current/Phase(A): 6 Circuit Breaker(A): 15 Three Phase Power Requirement: Voltage(VAC): 342~418 Max Power(VA): 31840 Max Current/Phase(A): 49 Circuit Breaker(A): 63 | Standing System | 2 | Lug | 2P5.08PHNX-F | 304826 | 306130 | 32 | 16 | [6 empty] | YES | NO | NO | 0 | 0 | NO | NO | 4 | LBTS21084-150A 8CH | 2 |  |  |  | 85981 | 987098
923468 | System-LBTS21084-0~5V-150/10/1/0.01A-8CH-480V3P-V2 | LBTS | 8 | 480V3P | 150 | 5 | 0 | LBTS21084-150A | LBTS21084 | System-LBTS21084-0~5V-150/10/1/0.01A-8CH-480V3P-V2 Chassis Dimension (inch): 25W45D71H Single Phase Power Requirement: Voltage(VAC): 200~240 Max Power(VA): 600 Max Current/Phase(A): 3 Circuit Breaker(A): 15 Three Phase Power Requirement: Voltage(VAC): 432~528 Max Power(VA): 15920 Max Current/Phase(A): 20 Circuit Breaker(A): 30 | Standing System | 1 | Lug | 2P5.08PHNX-F | 304826 | 306130 | 16 | 8 | [6 empty] | YES | NO | NO | 0 | 0 | NO | NO | 4 | LBTS21084-150A 8CH | 1 |  |  |  | 47740 | 987099
923470 | System-LBTS21084-0~5V-150/10/1/0.01A-16CH-480V3P-V2 | LBTS | 16 | 480V3P | 150 | 5 | 0 | LBTS21084-150A | LBTS21084 | System-LBTS21084-0~5V-150/10/1/0.01A-16CH-480V3P-V2 Chassis Dimension (inch): 25W45D71H Single Phase Power Requirement: Voltage(VAC): 200~240 Max Power(VA): 1190 Max Current/Phase(A): 6 Circuit Breaker(A): 15 Three Phase Power Requirement: Voltage(VAC): 432~528 Max Power(VA): 31840 Max Current/Phase(A): 39 Circuit Breaker(A): 50 | Standing System | 2 | Lug | 2P5.08PHNX-F | 304826 | 306130 | 32 | 16 | [6 empty] | YES | NO | NO | 0 | 0 | NO | NO | 4 | LBTS21084-150A 8CH | 2 |  |  |  | 85848 | 987100
923472 | System-LBTS21124-0~5V-100/10/1/0.01A-12CH-208V3P-V2 | LBTS | 12 | 208V3P | 100 | 5 | 0 | LBTS21124-100A | LBTS21124 | System-LBTS21124-0~5V-100/10/1/0.01A-12CH-208V3P-V2 Chassis Dimension (inch): 25W45D71H Three Phase Power Requirement: Voltage(VAC): 188~228 Max Power(VA): 16510 Max Current/Phase(A): 48 Circuit Breaker(A): 63 | Standing System | 1 | 6P15PHNX-F | 6P5.08PHNX-F | 464368 | 316538 | 4 | 4 | [6 empty] | YES | NO | NO | 0 | 0 | NO | NO | 4 | LBTS21124-100A 12CH | 1 |  |  |  | 49322 | 987101
923474 | System-LBTS21124-0~5V-100/10/1/0.01A-24CH-208V3P-V2 | LBTS | 24 | 208V3P | 100 | 5 | 0 | LBTS21124-100A | LBTS21124 | System-LBTS21124-0~5V-100/10/1/0.01A-24CH-208V3P-V2 Chassis Dimension (inch): 25W45D71H Three Phase Power Requirement: Voltage(VAC): 188~228 Max Power(VA): 34680 Max Current/Phase(A): 100 Circuit Breaker(A): 125 | Standing System | 2 | 6P15PHNX-F | 6P5.08PHNX-F | 464368 | 316538 | 8 | 8 | [6 empty] | YES | NO | NO | 0 | 0 | NO | NO | 4 | LBTS21124-100A 12CH | 2 |  |  |  | 89271 | 987102
923476 | System-LBTS21124-0~5V-100/10/1/0.01A-12CH-380V3P-V2 | LBTS | 12 | 380V3P | 100 | 5 | 0 | LBTS21124-100A | LBTS21124 | System-LBTS21124-0~5V-100/10/1/0.01A-12CH-380V3P-V2 Chassis Dimension (inch): 25W45D71H Single Phase Power Requirement: Voltage(VAC): 200~240 Max Power(VA): 600 Max Current/Phase(A): 3 Circuit Breaker(A): 15 Three Phase Power Requirement: Voltage(VAC): 342~418 Max Power(VA): 15920 Max Current/Phase(A): 25 Circuit Breaker(A): 30 | Standing System | 1 | 6P15PHNX-F | 6P5.08PHNX-F | 464368 | 316538 | 4 | 4 | [6 empty] | YES | NO | NO | 0 | 0 | NO | NO | 4 | LBTS21124-100A 12CH | 1 |  |  |  | 48510 | 987103
923478 | System-LBTS21124-0~5V-100/10/1/0.01A-24CH-380V3P-V2 | LBTS | 24 | 380V3P | 100 | 5 | 0 | LBTS21124-100A | LBTS21124 | System-LBTS21124-0~5V-100/10/1/0.01A-24CH-380V3P-V2 Chassis Dimension (inch): 25W45D71H Single Phase Power Requirement: Voltage(VAC): 200~240 Max Power(VA): 1190 Max Current/Phase(A): 6 Circuit Breaker(A): 15 Three Phase Power Requirement: Voltage(VAC): 342~418 Max Power(VA): 31840 Max Current/Phase(A): 49 Circuit Breaker(A): 63 | Standing System | 2 | 6P15PHNX-F | 6P5.08PHNX-F | 464368 | 316538 | 8 | 8 | [6 empty] | YES | NO | NO | 0 | 0 | NO | NO | 4 | LBTS21124-100A 12CH | 2 |  |  |  | 87521 | 987104
923480 | System-LBTS21124-0~5V-100/10/1/0.01A-12CH-480V3P-V2 | LBTS | 12 | 480V3P | 100 | 5 | 0 | LBTS21124-100A | LBTS21124 | System-LBTS21124-0~5V-100/10/1/0.01A-12CH-480V3P-V2 Chassis Dimension (inch): 25W45D71H Single Phase Power Requirement: Voltage(VAC): 200~240 Max Power(VA): 600 Max Current/Phase(A): 3 Circuit Breaker(A): 15 Three Phase Power Requirement: Voltage(VAC): 432~528 Max Power(VA): 15920 Max Current/Phase(A): 20 Circuit Breaker(A): 30 | Standing System | 1 | 6P15PHNX-F | 6P5.08PHNX-F | 464368 | 316538 | 4 | 4 | [6 empty] | YES | NO | NO | 0 | 0 | NO | NO | 4 | LBTS21124-100A 12CH | 1 |  |  |  | 48510 | 987105
923482 | System-LBTS21124-0~5V-100/10/1/0.01A-24CH-480V3P-V2 | LBTS | 24 | 480V3P | 100 | 5 | 0 | LBTS21124-100A | LBTS21124 | System-LBTS21124-0~5V-100/10/1/0.01A-24CH-480V3P-V2 Chassis Dimension (inch): 25W45D71H Single Phase Power Requirement: Voltage(VAC): 200~240 Max Power(VA): 1190 Max Current/Phase(A): 6 Circuit Breaker(A): 15 Three Phase Power Requirement: Voltage(VAC): 432~528 Max Power(VA): 31840 Max Current/Phase(A): 39 Circuit Breaker(A): 50 | Standing System | 2 | 6P15PHNX-F | 6P5.08PHNX-F | 464368 | 316538 | 8 | 8 | [6 empty] | YES | NO | NO | 0 | 0 | NO | NO | 4 | LBTS21124-100A 12CH | 2 |  |  |  | 87388 | 987106
923484 | System-LBTS21244-0~5V-50/10/1/0.01A-24CH-208V3P-V2 | LBTS | 24 | 208V3P | 50 | 5 | 0 | LBTS21244-50A | LBTS21244 | System-LBTS21244-0~5V-50/10/1/0.01A-24CH-208V3P-V2 Chassis Dimension (inch): 25W45D71H Three Phase Power Requirement: Voltage(VAC): 188~228 Max Power(VA): 16510 Max Current/Phase(A): 48 Circuit Breaker(A): 63 | Standing System | 1 | 6P10.16PHNX-F | 6P3.81PHNX-F | 385306 | 335434 | 8 | 8 | [6 empty] | YES | NO | NO | 0 | 0 | NO | NO | 4 | LBTS21244-50A 24CH | 1 |  |  |  | 49322 | 987107
923486 | System-LBTS21244-0~5V-50/10/1/0.01A-48CH-208V3P-V2 | LBTS | 48 | 208V3P | 50 | 5 | 0 | LBTS21244-50A | LBTS21244 | System-LBTS21244-0~5V-50/10/1/0.01A-48CH-208V3P-V2 Chassis Dimension (inch): 25W45D71H Three Phase Power Requirement: Voltage(VAC): 188~228 Max Power(VA): 33020 Max Current/Phase(A): 95 Circuit Breaker(A): 125 | Standing System | 2 | 6P10.16PHNX-F | 6P3.81PHNX-F | 385306 | 335434 | 16 | 16 | [6 empty] | YES | NO | NO | 0 | 0 | NO | NO | 4 | LBTS21244-50A 24CH | 2 |  |  |  | 89271 | 987108
923488 | System-LBTS21244-0~5V-50/10/1/0.01A-24CH-380V3P-V2 | LBTS | 24 | 380V3P | 50 | 5 | 0 | LBTS21244-50A | LBTS21244 | System-LBTS21244-0~5V-50/10/1/0.01A-24CH-380V3P-V2 Chassis Dimension (inch): 25W45D71H Single Phase Power Requirement: Voltage(VAC): 200~240 Max Power(VA): 600 Max Current/Phase(A): 3 Circuit Breaker(A): 15 Three Phase Power Requirement: Voltage(VAC): 342~418 Max Power(VA): 15920 Max Current/Phase(A): 25 Circuit Breaker(A): 30 | Standing System | 1 | 6P10.16PHNX-F | 6P3.81PHNX-F | 385306 | 335434 | 8 | 8 | [6 empty] | YES | NO | NO | 0 | 0 | NO | NO | 4 | LBTS21244-50A 24CH | 1 |  |  |  | 48510 | 987109
923490 | System-LBTS21244-0~5V-50/10/1/0.01A-48CH-380V3P-V2 | LBTS | 48 | 380V3P | 50 | 5 | 0 | LBTS21244-50A | LBTS21244 | System-LBTS21244-0~5V-50/10/1/0.01A-48CH-380V3P-V2 Chassis Dimension (inch): 25W45D71H Single Phase Power Requirement: Voltage(VAC): 200~240 Max Power(VA): 1190 Max Current/Phase(A): 6 Circuit Breaker(A): 15 Three Phase Power Requirement: Voltage(VAC): 342~418 Max Power(VA): 31840 Max Current/Phase(A): 49 Circuit Breaker(A): 63 | Standing System | 2 | 6P10.16PHNX-F | 6P3.81PHNX-F | 385306 | 335434 | 16 | 16 | [6 empty] | YES | NO | NO | 0 | 0 | NO | NO | 4 | LBTS21244-50A 24CH | 2 |  |  |  | 87521 | 987110
923492 | System-LBTS21244-0~5V-50/10/1/0.01A-24CH-480V3P-V2 | LBTS | 24 | 480V3P | 50 | 5 | 0 | LBTS21244-50A | LBTS21244 | System-LBTS21244-0~5V-50/10/1/0.01A-24CH-480V3P-V2 Chassis Dimension (inch): 25W45D71H Single Phase Power Requirement: Voltage(VAC): 200~240 Max Power(VA): 600 Max Current/Phase(A): 3 Circuit Breaker(A): 15 Three Phase Power Requirement: Voltage(VAC): 432~528 Max Power(VA): 15920 Max Current/Phase(A): 20 Circuit Breaker(A): 30 | Standing System | 1 | 6P10.16PHNX-F | 6P3.81PHNX-F | 385306 | 335434 | 8 | 8 | [6 empty] | YES | NO | NO | 0 | 0 | NO | NO | 4 | LBTS21244-50A 24CH | 1 |  |  |  | 48510 | 987111
923494 | System-LBTS21244-0~5V-50/10/1/0.01A-48CH-480V3P-V2 | LBTS | 48 | 480V3P | 50 | 5 | 0 | LBTS21244-50A | LBTS21244 | System-LBTS21244-0~5V-50/10/1/0.01A-48CH-480V3P-V2 Chassis Dimension (inch): 25W45D71H Single Phase Power Requirement: Voltage(VAC): 200~240 Max Power(VA): 1190 Max Current/Phase(A): 6 Circuit Breaker(A): 15 Three Phase Power Requirement: Voltage(VAC): 432~528 Max Power(VA): 31840 Max Current/Phase(A): 39 Circuit Breaker(A): 50 | Standing System | 2 | 6P10.16PHNX-F | 6P3.81PHNX-F | 385306 | 335434 | 16 | 16 | [6 empty] | YES | NO | NO | 0 | 0 | NO | NO | 4 | LBTS21244-50A 24CH | 2 |  |  |  | 87388 | 987112
923496 | System-LBTS21044-0~5V-300/10/1/0.01A-4CH-8T(PT100)-208V3P-V2 | LBTS | 4 | 208V3P | 300 | 5 | 0 | LBTS21044-300A | LBTS21044 | System-LBTS21044-0~5V-300/10/1/0.01A-4CH-8T(PT100)-208V3P-V2 Chassis Dimension (inch): 25W45D71H Three Phase Power Requirement: Voltage(VAC): 188~228 Max Power(VA): 16510 Max Current/Phase(A): 48 Circuit Breaker(A): 63 | Standing System | 1 | Lug | 2P5.08PHNX-F | 304826 | 306130 | 8 | 4 | 8P2.5PHNX-F |  | 4 |  |  |  | YES | NO | NO | 0 | 8 | YES | NO | 4 | LBTS21044-300A 4CH | 1 |  |  |  | 49126 | 987113
923498 | System-LBTS21044-0~5V-300/10/1/0.01A-8CH-16T(PT100)-208V3P-V2 | LBTS | 8 | 208V3P | 300 | 5 | 0 | LBTS21044-300A | LBTS21044 | System-LBTS21044-0~5V-300/10/1/0.01A-8CH-16T(PT100)-208V3P-V2 Chassis Dimension (inch): 25W45D71H Three Phase Power Requirement: Voltage(VAC): 188~228 Max Power(VA): 33020 Max Current/Phase(A): 95 Circuit Breaker(A): 125 | Standing System | 2 | Lug | 2P5.08PHNX-F | 304826 | 306130 | 16 | 8 | 8P2.5PHNX-F |  | 8 |  |  |  | YES | NO | NO | 0 | 16 | YES | NO | 4 | LBTS21044-300A 4CH | 2 |  |  |  | 88879 | 987114
923500 | System-LBTS21044-0~5V-300/10/1/0.01A-4CH-8T(PT100)-380V3P-V2 | LBTS | 4 | 380V3P | 300 | 5 | 0 | LBTS21044-300A | LBTS21044 | System-LBTS21044-0~5V-300/10/1/0.01A-4CH-8T(PT100)-380V3P-V2 Chassis Dimension (inch): 25W45D71H Single Phase Power Requirement: Voltage(VAC): 200~240 Max Power(VA): 600 Max Current/Phase(A): 3 Circuit Breaker(A): 15 Three Phase Power Requirement: Voltage(VAC): 342~418 Max Power(VA): 15920 Max Current/Phase(A): 25 Circuit Breaker(A): 30 | Standing System | 1 | Lug | 2P5.08PHNX-F | 304826 | 306130 | 8 | 4 | 8P2.5PHNX-F |  | 4 |  |  |  | YES | NO | NO | 0 | 8 | YES | NO | 4 | LBTS21044-300A 4CH | 1 |  |  |  | 48314 | 987188
923502 | System-LBTS21044-0~5V-300/10/1/0.01A-8CH-16T(PT100)-380V3P-V2 | LBTS | 8 | 380V3P | 300 | 5 | 0 | LBTS21044-300A | LBTS21044 | System-LBTS21044-0~5V-300/10/1/0.01A-8CH-16T(PT100)-380V3P-V2 Chassis Dimension (inch): 25W45D71H Single Phase Power Requirement: Voltage(VAC): 200~240 Max Power(VA): 1190 Max Current/Phase(A): 6 Circuit Breaker(A): 15 Three Phase Power Requirement: Voltage(VAC): 342~418 Max Power(VA): 31840 Max Current/Phase(A): 49 Circuit Breaker(A): 63 | Standing System | 2 | Lug | 2P5.08PHNX-F | 304826 | 306130 | 16 | 8 | 8P2.5PHNX-F |  | 8 |  |  |  | YES | NO | NO | 0 | 16 | YES | NO | 4 | LBTS21044-300A 4CH | 2 |  |  |  | 87129 | 987189
923504 | System-LBTS21044-0~5V-300/10/1/0.01A-4CH-8T(PT100)-480V3P-V2 | LBTS | 4 | 480V3P | 300 | 5 | 0 | LBTS21044-300A | LBTS21044 | System-LBTS21044-0~5V-300/10/1/0.01A-4CH-8T(PT100)-480V3P-V2 Chassis Dimension (inch): 25W45D71H Single Phase Power Requirement: Voltage(VAC): 200~240 Max Power(VA): 600 Max Current/Phase(A): 3 Circuit Breaker(A): 15 Three Phase Power Requirement: Voltage(VAC): 432~528 Max Power(VA): 15920 Max Current/Phase(A): 20 Circuit Breaker(A): 30 | Standing System | 1 | Lug | 2P5.08PHNX-F | 304826 | 306130 | 8 | 4 | 8P2.5PHNX-F |  | 4 |  |  |  | YES | NO | NO | 0 | 8 | YES | NO | 4 | LBTS21044-300A 4CH | 1 |  |  |  | 48314 | 987190
923506 | System-LBTS21044-0~5V-300/10/1/0.01A-8CH-16T(PT100)-480V3P-V2 | LBTS | 8 | 480V3P | 300 | 5 | 0 | LBTS21044-300A | LBTS21044 | System-LBTS21044-0~5V-300/10/1/0.01A-8CH-16T(PT100)-480V3P-V2 Chassis Dimension (inch): 25W45D71H Single Phase Power Requirement: Voltage(VAC): 200~240 Max Power(VA): 1190 Max Current/Phase(A): 6 Circuit Breaker(A): 15 Three Phase Power Requirement: Voltage(VAC): 432~528 Max Power(VA): 31840 Max Current/Phase(A): 39 Circuit Breaker(A): 50 | Standing System | 2 | Lug | 2P5.08PHNX-F | 304826 | 306130 | 16 | 8 | 8P2.5PHNX-F |  | 8 |  |  |  | YES | NO | NO | 0 | 16 | YES | NO | 4 | LBTS21044-300A 4CH | 2 |  |  |  | 86996 | 987191
923508 | System-LBTS21084-0~5V-150/10/1/0.01A-8CH-16T(PT100)-208V3P-V2 | LBTS | 8 | 208V3P | 150 | 5 | 0 | LBTS21084-150A | LBTS21084 | System-LBTS21084-0~5V-150/10/1/0.01A-8CH-16T(PT100)-208V3P-V2 Chassis Dimension (inch): 25W45D71H Three Phase Power Requirement: Voltage(VAC): 188~228 Max Power(VA): 16510 Max Current/Phase(A): 48 Circuit Breaker(A): 63 | Standing System | 1 | Lug | 2P5.08PHNX-F | 304826 | 306130 | 16 | 8 | 8P2.5PHNX-F |  | 8 |  |  |  | YES | NO | NO | 0 | 16 | YES | NO | 4 | LBTS21084-150A 8CH | 1 |  |  |  | 50568 | 987192
923510 | System-LBTS21084-0~5V-150/10/1/0.01A-16CH-32T(PT100)-208V3P-V2 | LBTS | 16 | 208V3P | 150 | 5 | 0 | LBTS21084-150A | LBTS21084 | System-LBTS21084-0~5V-150/10/1/0.01A-16CH-32T(PT100)-208V3P-V2 Chassis Dimension (inch): 25W45D71H Three Phase Power Requirement: Voltage(VAC): 188~228 Max Power(VA): 33020 Max Current/Phase(A): 95 Circuit Breaker(A): 125 | Standing System | 2 | Lug | 2P5.08PHNX-F | 304826 | 306130 | 32 | 16 | 8P2.5PHNX-F |  | 16 |  |  |  | YES | NO | NO | 0 | 32 | YES | NO | 4 | LBTS21084-150A 8CH | 2 |  |  |  | 91763 | 987115
923512 | System-LBTS21084-0~5V-150/10/1/0.01A-8CH-16T(PT100)-380V3P-V2 | LBTS | 8 | 380V3P | 150 | 5 | 0 | LBTS21084-150A | LBTS21084 | System-LBTS21084-0~5V-150/10/1/0.01A-8CH-16T(PT100)-380V3P-V2 Chassis Dimension (inch): 25W45D71H Single Phase Power Requirement: Voltage(VAC): 200~240 Max Power(VA): 600 Max Current/Phase(A): 3 Circuit Breaker(A): 15 Three Phase Power Requirement: Voltage(VAC): 342~418 Max Power(VA): 15920 Max Current/Phase(A): 25 Circuit Breaker(A): 30 | Standing System | 1 | Lug | 2P5.08PHNX-F | 304826 | 306130 | 16 | 8 | 8P2.5PHNX-F |  | 8 |  |  |  | YES | NO | NO | 0 | 16 | YES | NO | 4 | LBTS21084-150A 8CH | 1 |  |  |  | 49756 | 987193
923514 | System-LBTS21084-0~5V-150/10/1/0.01A-16CH-32T(PT100)-380V3P-V2 | LBTS | 16 | 380V3P | 150 | 5 | 0 | LBTS21084-150A | LBTS21084 | System-LBTS21084-0~5V-150/10/1/0.01A-16CH-32T(PT100)-380V3P-V2 Chassis Dimension (inch): 25W45D71H Single Phase Power Requirement: Voltage(VAC): 200~240 Max Power(VA): 1190 Max Current/Phase(A): 6 Circuit Breaker(A): 15 Three Phase Power Requirement: Voltage(VAC): 342~418 Max Power(VA): 31840 Max Current/Phase(A): 49 Circuit Breaker(A): 63 | Standing System | 2 | Lug | 2P5.08PHNX-F | 304826 | 306130 | 32 | 16 | 8P2.5PHNX-F |  | 16 |  |  |  | YES | NO | NO | 0 | 32 | YES | NO | 4 | LBTS21084-150A 8CH | 2 |  |  |  | 90013 | 987194
923516 | System-LBTS21084-0~5V-150/10/1/0.01A-8CH-16T(PT100)-480V3P-V2 | LBTS | 8 | 480V3P | 150 | 5 | 0 | LBTS21084-150A | LBTS21084 | System-LBTS21084-0~5V-150/10/1/0.01A-8CH-16T(PT100)-480V3P-V2 Chassis Dimension (inch): 25W45D71H Single Phase Power Requirement: Voltage(VAC): 200~240 Max Power(VA): 600 Max Current/Phase(A): 3 Circuit Breaker(A): 15 Three Phase Power Requirement: Voltage(VAC): 432~528 Max Power(VA): 15920 Max Current/Phase(A): 20 Circuit Breaker(A): 30 | Standing System | 1 | Lug | 2P5.08PHNX-F | 304826 | 306130 | 16 | 8 | 8P2.5PHNX-F |  | 8 |  |  |  | YES | NO | NO | 0 | 16 | YES | NO | 4 | LBTS21084-150A 8CH | 1 |  |  |  | 49756 | 987195
923518 | System-LBTS21084-0~5V-150/10/1/0.01A-16CH-32T(PT100)-480V3P-V2 | LBTS | 16 | 480V3P | 150 | 5 | 0 | LBTS21084-150A | LBTS21084 | System-LBTS21084-0~5V-150/10/1/0.01A-16CH-32T(PT100)-480V3P-V2 Chassis Dimension (inch): 25W45D71H Single Phase Power Requirement: Voltage(VAC): 200~240 Max Power(VA): 1190 Max Current/Phase(A): 6 Circuit Breaker(A): 15 Three Phase Power Requirement: Voltage(VAC): 432~528 Max Power(VA): 31840 Max Current/Phase(A): 39 Circuit Breaker(A): 50 | Standing System | 2 | Lug | 2P5.08PHNX-F | 304826 | 306130 | 32 | 16 | 8P2.5PHNX-F |  | 16 |  |  |  | YES | NO | NO | 0 | 32 | YES | NO | 4 | LBTS21084-150A 8CH | 2 |  |  |  | 89880 | 987287
923520 | System-LBTS21124-0~5V-100/10/1/0.01A-12CH-24T(PT100)-208V3P-V2 | LBTS | 12 | 208V3P | 100 | 5 | 0 | LBTS21124-100A | LBTS21124 | System-LBTS21124-0~5V-100/10/1/0.01A-12CH-24T(PT100)-208V3P-V2 Chassis Dimension (inch): 25W45D40H Three Phase Power Requirement: Voltage(VAC): 188~228 Max Power(VA): 16510 Max Current/Phase(A): 48 Circuit Breaker(A): 63 | Standing System | 1 | 6P15PHNX-F | 6P5.08PHNX-F | 464368 | 316538 | 4 | 4 | 8P2.5PHNX-F |  | 12 |  |  |  | YES | NO | NO | 0 | 24 | YES | NO | 4 | LBTS21124-100A 12CH | 1 |  |  |  | 52346 | 987288
923522 | System-LBTS21124-0~5V-100/10/1/0.01A-24CH-48T(PT100)-208V3P-V2 | LBTS | 24 | 208V3P | 100 | 5 | 0 | LBTS21124-100A | LBTS21124 | System-LBTS21124-0~5V-100/10/1/0.01A-24CH-48T(PT100)-208V3P-V2 Chassis Dimension (inch): 25W45D71H Three Phase Power Requirement: Voltage(VAC): 188~228 Max Power(VA): 33020 Max Current/Phase(A): 95 Circuit Breaker(A): 125 | Standing System | 2 | 6P15PHNX-F | 6P5.08PHNX-F | 464368 | 316538 | 8 | 8 | 8P2.5PHNX-F |  | 24 |  |  |  | YES | NO | NO | 0 | 48 | YES | NO | 4 | LBTS21124-100A 12CH | 2 |  |  |  | 95319 | 987196
923524 | System-LBTS21124-0~5V-100/10/1/0.01A-12CH-24T(PT100)-380V3P-V2 | LBTS | 12 | 380V3P | 100 | 5 | 0 | LBTS21124-100A | LBTS21124 | System-LBTS21124-0~5V-100/10/1/0.01A-12CH-24T(PT100)-380V3P-V2 Chassis Dimension (inch): 25W45D71H Single Phase Power Requirement: Voltage(VAC): 200~240 Max Power(VA): 600 Max Current/Phase(A): 3 Circuit Breaker(A): 15 Three Phase Power Requirement: Voltage(VAC): 342~418 Max Power(VA): 15920 Max Current/Phase(A): 25 Circuit Breaker(A): 30 | Standing System | 1 | 6P15PHNX-F | 6P5.08PHNX-F | 464368 | 316538 | 4 | 4 | 8P2.5PHNX-F |  | 12 |  |  |  | YES | NO | NO | 0 | 24 | YES | NO | 4 | LBTS21124-100A 12CH | 1 |  |  |  | 51534 | 987197
923526 | System-LBTS21124-0~5V-100/10/1/0.01A-24CH-48T(PT100)-380V3P-V2 | LBTS | 24 | 380V3P | 100 | 5 | 0 | LBTS21124-100A | LBTS21124 | System-LBTS21124-0~5V-100/10/1/0.01A-24CH-48T(PT100)-380V3P-V2 Chassis Dimension (inch): 25W45D71H Single Phase Power Requirement: Voltage(VAC): 200~240 Max Power(VA): 1190 Max Current/Phase(A): 6 Circuit Breaker(A): 15 Three Phase Power Requirement: Voltage(VAC): 342~418 Max Power(VA): 31840 Max Current/Phase(A): 49 Circuit Breaker(A): 63 | Standing System | 2 | 6P15PHNX-F | 6P5.08PHNX-F | 464368 | 316538 | 8 | 8 | 8P2.5PHNX-F |  | 24 |  |  |  | YES | NO | NO | 0 | 48 | YES | NO | 4 | LBTS21124-100A 12CH | 2 |  |  |  | 93569 | 987198
923528 | System-LBTS21124-0~5V-100/10/1/0.01A-12CH-24T(PT100)-480V3P-V2 | LBTS | 12 | 480V3P | 100 | 5 | 0 | LBTS21124-100A | LBTS21124 | System-LBTS21124-0~5V-100/10/1/0.01A-12CH-24T(PT100)-480V3P-V2 Chassis Dimension (inch): 25W45D71H Single Phase Power Requirement: Voltage(VAC): 200~240 Max Power(VA): 600 Max Current/Phase(A): 3 Circuit Breaker(A): 15 Three Phase Power Requirement: Voltage(VAC): 432~528 Max Power(VA): 15920 Max Current/Phase(A): 20 Circuit Breaker(A): 30 | Standing System | 1 | 6P15PHNX-F | 6P5.08PHNX-F | 464368 | 316538 | 4 | 4 | 8P2.5PHNX-F |  | 12 |  |  |  | YES | NO | NO | 0 | 24 | YES | NO | 4 | LBTS21124-100A 12CH | 1 |  |  |  | 51534 | 987289
923530 | System-LBTS21124-0~5V-100/10/1/0.01A-24CH-48T(PT100)-480V3P-V2 | LBTS | 24 | 480V3P | 100 | 5 | 0 | LBTS21124-100A | LBTS21124 | System-LBTS21124-0~5V-100/10/1/0.01A-24CH-48T(PT100)-480V3P-V2 Chassis Dimension (inch): 25W45D71H Single Phase Power Requirement: Voltage(VAC): 200~240 Max Power(VA): 1190 Max Current/Phase(A): 6 Circuit Breaker(A): 15 Three Phase Power Requirement: Voltage(VAC): 432~528 Max Power(VA): 31840 Max Current/Phase(A): 39 Circuit Breaker(A): 50 | Standing System | 2 | 6P15PHNX-F | 6P5.08PHNX-F | 464368 | 316538 | 8 | 8 | 8P2.5PHNX-F |  | 24 |  |  |  | YES | NO | NO | 0 | 48 | YES | NO | 4 | LBTS21124-100A 12CH | 2 |  |  |  | 93436 | 987290
923532 | System-LBTS21244-0~5V-50/10/1/0.01A-24CH-24T(PT100)-208V3P-V2 | LBTS | 24 | 208V3P | 50 | 5 | 0 | LBTS21244-50A | LBTS21244 | System-LBTS21244-0~5V-50/10/1/0.01A-24CH-24T(PT100)-208V3P-V2 Chassis Dimension (inch): 25W45D71H Three Phase Power Requirement: Voltage(VAC): 188~228 Max Power(VA): 16510 Max Current/Phase(A): 48 Circuit Breaker(A): 63 | Standing System | 1 | 6P10.16PHNX-F | 6P3.81PHNX-F | 385306 | 335434 | 8 | 8 | 8P2.5PHNX-F |  | 12 |  |  |  | YES | NO | NO | 0 | 24 | YES | NO | 4 | LBTS21244-50A 24CH | 1 |  |  |  | 52346 | 987291
923534 | System-LBTS21244-0~5V-50/10/1/0.01A-48CH-48T(PT100)-208V3P-V2 | LBTS | 48 | 208V3P | 50 | 5 | 0 | LBTS21244-50A | LBTS21244 | System-LBTS21244-0~5V-50/10/1/0.01A-48CH-48T(PT100)-208V3P-V2 Chassis Dimension (inch): 25W45D71H Three Phase Power Requirement: Voltage(VAC): 188~228 Max Power(VA): 33020 Max Current/Phase(A): 95 Circuit Breaker(A): 125 | Standing System | 2 | 6P10.16PHNX-F | 6P3.81PHNX-F | 385306 | 335434 | 16 | 16 | 8P2.5PHNX-F |  | 24 |  |  |  | YES | NO | NO | 0 | 48 | YES | NO | 4 | LBTS21244-50A 24CH | 2 |  |  |  | 95319 | 987199
923536 | System-LBTS21244-0~5V-50/10/1/0.01A-24CH-24T(PT100)-380V3P-V2 | LBTS | 24 | 380V3P | 50 | 5 | 0 | LBTS21244-50A | LBTS21244 | System-LBTS21244-0~5V-50/10/1/0.01A-24CH-24T(PT100)-380V3P-V2 Chassis Dimension (inch): 25W45D71H Single Phase Power Requirement: Voltage(VAC): 200~240 Max Power(VA): 600 Max Current/Phase(A): 3 Circuit Breaker(A): 15 Three Phase Power Requirement: Voltage(VAC): 342~418 Max Power(VA): 15920 Max Current/Phase(A): 25 Circuit Breaker(A): 30 | Standing System | 1 | 6P10.16PHNX-F | 6P3.81PHNX-F | 385306 | 335434 | 8 | 8 | 8P2.5PHNX-F |  | 12 |  |  |  | YES | NO | NO | 0 | 24 | YES | NO | 4 | LBTS21244-50A 24CH | 1 |  |  |  | 51534 | 987200
923538 | System-LBTS21244-0~5V-50/10/1/0.01A-48CH-48T(PT100)-380V3P-V2 | LBTS | 48 | 380V3P | 50 | 5 | 0 | LBTS21244-50A | LBTS21244 | System-LBTS21244-0~5V-50/10/1/0.01A-48CH-48T(PT100)-380V3P-V2 Chassis Dimension (inch): 25W45D71H Single Phase Power Requirement: Voltage(VAC): 200~240 Max Power(VA): 1190 Max Current/Phase(A): 6 Circuit Breaker(A): 15 Three Phase Power Requirement: Voltage(VAC): 342~418 Max Power(VA): 31840 Max Current/Phase(A): 49 Circuit Breaker(A): 63 | Standing System | 2 | 6P10.16PHNX-F | 6P3.81PHNX-F | 385306 | 335434 | 16 | 16 | 8P2.5PHNX-F |  | 24 |  |  |  | YES | NO | NO | 0 | 48 | YES | NO | 4 | LBTS21244-50A 24CH | 2 |  |  |  | 93569 | 987201
923540 | System-LBTS21244-0~5V-50/10/1/0.01A-24CH-24T(PT100)-480V3P-V2 | LBTS | 24 | 480V3P | 50 | 5 | 0 | LBTS21244-50A | LBTS21244 | System-LBTS21244-0~5V-50/10/1/0.01A-24CH-24T(PT100)-480V3P-V2 Chassis Dimension (inch): 25W45D71H Single Phase Power Requirement: Voltage(VAC): 200~240 Max Power(VA): 600 Max Current/Phase(A): 3 Circuit Breaker(A): 15 Three Phase Power Requirement: Voltage(VAC): 432~528 Max Power(VA): 15920 Max Current/Phase(A): 20 Circuit Breaker(A): 30 | Standing System | 1 | 6P10.16PHNX-F | 6P3.81PHNX-F | 385306 | 335434 | 8 | 8 | 8P2.5PHNX-F |  | 12 |  |  |  | YES | NO | NO | 0 | 24 | YES | NO | 4 | LBTS21244-50A 24CH | 1 |  |  |  | 51534 | 987202
923542 | System-LBTS21244-0~5V-50/10/1/0.01A-48CH-48T(PT100)-480V3P-V2 | LBTS | 48 | 480V3P | 50 | 5 | 0 | LBTS21244-50A | LBTS21244 | System-LBTS21244-0~5V-50/10/1/0.01A-48CH-48T(PT100)-480V3P-V2 Chassis Dimension (inch): 25W45D71H Single Phase Power Requirement: Voltage(VAC): 200~240 Max Power(VA): 1190 Max Current/Phase(A): 6 Circuit Breaker(A): 15 Three Phase Power Requirement: Voltage(VAC): 432~528 Max Power(VA): 31840 Max Current/Phase(A): 39 Circuit Breaker(A): 50 | Standing System | 2 | 6P10.16PHNX-F | 6P3.81PHNX-F | 385306 | 335434 | 16 | 16 | 8P2.5PHNX-F |  | 24 |  |  |  | YES | NO | NO | 0 | 48 | YES | NO | 4 | LBTS21244-50A 24CH | 2 |  |  |  | 93436 | 987292
923544 | System-LBTS21324-0~5V-20/1/0.1/0.001A-32CH-208V3P-V2 | LBTS | 32 | 208V3P | 20 | 5 | 0 | LBTS21324-20A | LBTS21324 | System-LBTS21324-0~5V-20/1/0.1/0.001A-32CH-208V3P-V2 Chassis Dimension (inch): 25W45D71H Three Phase Power Requirement: Voltage(VAC): 188~228 Max Power(VA): 8860 Max Current/Phase(A): 26 Circuit Breaker(A): 30 | Standing System | 1 | 8P7.62PHNX-F | 8P3.81PHNX-F | 366098 | 136858 | 8 | 8 | [6 empty] | YES | NO | NO | 0 | 0 | NO | NO | 4 | LBTS21324-20A 32CH | 1 |  |  |  | 37436 | 987203
923546 | System-LBTS21324-0~5V-20/1/0.1/0.001A-64CH-208V3P-V2 | LBTS | 64 | 208V3P | 20 | 5 | 0 | LBTS21324-20A | LBTS21324 | System-LBTS21324-0~5V-20/1/0.1/0.001A-64CH-208V3P-V2 Chassis Dimension (inch): 25W45D71H Three Phase Power Requirement: Voltage(VAC): 188~228 Max Power(VA): 17720 Max Current/Phase(A): 51 Circuit Breaker(A): 63 | Standing System | 2 | 8P7.62PHNX-F | 8P3.81PHNX-F | 366098 | 136858 | 16 | 16 | [6 empty] | YES | NO | NO | 0 | 0 | NO | NO | 4 | LBTS21324-20A 32CH | 2 |  |  |  | 65702 | 987204
923548 | System-LBTS21324-0~5V-20/1/0.1/0.001A-96CH-208V3P-V2 | LBTS | 96 | 208V3P | 20 | 5 | 0 | LBTS21324-20A | LBTS21324 | System-LBTS21324-0~5V-20/1/0.1/0.001A-96CH-208V3P-V2 Chassis Dimension (inch): 25W45D71H Three Phase Power Requirement: Voltage(VAC): 188~228 Max Power(VA): 26580 Max Current/Phase(A): 77 Circuit Breaker(A): 100 | Standing System | 3 | 8P7.62PHNX-F | 8P3.81PHNX-F | 366098 | 136858 | 24 | 24 | [6 empty] | YES | NO | NO | 0 | 0 | NO | NO | 4 | LBTS21324-20A 32CH | 3 |  |  |  | 93485 | 987205
923550 | System-LBTS21324-0~5V-20/1/0.1/0.001A-32CH-380V3P-V2 | LBTS | 32 | 380V3P | 20 | 5 | 0 | LBTS21324-20A | LBTS21324 | System-LBTS21324-0~5V-20/1/0.1/0.001A-32CH-380V3P-V2 Chassis Dimension (inch): 25W45D71H Single Phase Power Requirement: Voltage(VAC): 200~240 Max Power(VA): 370 Max Current/Phase(A): 2 Circuit Breaker(A): 15 Three Phase Power Requirement: Voltage(VAC): 342~418 Max Power(VA): 8490 Max Current/Phase(A): 13 Circuit Breaker(A): 20 | Standing System | 1 | 8P7.62PHNX-F | 8P3.81PHNX-F | 366098 | 136858 | 8 | 8 | [6 empty] | YES | NO | NO | 0 | 0 | NO | NO | 4 | LBTS21324-20A 32CH | 1 |  |  |  | 37695 | 987293
923552 | System-LBTS21324-0~5V-20/1/0.1/0.001A-64CH-380V3P-V2 | LBTS | 64 | 380V3P | 20 | 5 | 0 | LBTS21324-20A | LBTS21324 | System-LBTS21324-0~5V-20/1/0.1/0.001A-64CH-380V3P-V2 Chassis Dimension (inch): 25W45D71H Single Phase Power Requirement: Voltage(VAC): 200~240 Max Power(VA): 740 Max Current/Phase(A): 4 Circuit Breaker(A): 15 Three Phase Power Requirement: Voltage(VAC): 342~418 Max Power(VA): 16980 Max Current/Phase(A): 26 Circuit Breaker(A): 30 | Standing System | 2 | 8P7.62PHNX-F | 8P3.81PHNX-F | 366098 | 136858 | 16 | 16 | [6 empty] | YES | NO | NO | 0 | 0 | NO | NO | 4 | LBTS21324-20A 32CH | 2 |  |  |  | 64890 | 987294
923554 | System-LBTS21324-0~5V-20/1/0.1/0.001A-96CH-380V3P-V2 | LBTS | 96 | 380V3P | 20 | 5 | 0 | LBTS21324-20A | LBTS21324 | System-LBTS21324-0~5V-20/1/0.1/0.001A-96CH-380V3P-V2 Chassis Dimension (inch): 25W45D71H Single Phase Power Requirement: Voltage(VAC): 200~240 Max Power(VA): 1110 Max Current/Phase(A): 6 Circuit Breaker(A): 15 Three Phase Power Requirement: Voltage(VAC): 342~418 Max Power(VA): 25470 Max Current/Phase(A): 39 Circuit Breaker(A): 50 | Standing System | 3 | 8P7.62PHNX-F | 8P3.81PHNX-F | 366098 | 136858 | 24 | 24 | [6 empty] | YES | NO | NO | 0 | 0 | NO | NO | 4 | LBTS21324-20A 32CH | 3 |  |  |  | 93023 | 987295
923556 | System-LBTS21324-0~5V-20/1/0.1/0.001A-32CH-480V3P-V2 | LBTS | 32 | 480V3P | 20 | 5 | 0 | LBTS21324-20A | LBTS21324 | System-LBTS21324-0~5V-20/1/0.1/0.001A-32CH-480V3P-V2 Chassis Dimension (inch): 25W45D71H Single Phase Power Requirement: Voltage(VAC): 200~240 Max Power(VA): 370 Max Current/Phase(A): 2 Circuit Breaker(A): 15 Three Phase Power Requirement: Voltage(VAC): 432~528 Max Power(VA): 8490 Max Current/Phase(A): 11 Circuit Breaker(A): 20 | Standing System | 1 | 8P7.62PHNX-F | 8P3.81PHNX-F | 366098 | 136858 | 8 | 8 | [6 empty] | YES | NO | NO | 0 | 0 | NO | NO | 4 | LBTS21324-20A 32CH | 1 |  |  |  | 37695 | 987206
923558 | System-LBTS21324-0~5V-20/1/0.1/0.001A-64CH-480V3P-V2 | LBTS | 64 | 480V3P | 20 | 5 | 0 | LBTS21324-20A | LBTS21324 | System-LBTS21324-0~5V-20/1/0.1/0.001A-64CH-480V3P-V2 Chassis Dimension (inch): 25W45D71H Single Phase Power Requirement: Voltage(VAC): 200~240 Max Power(VA): 740 Max Current/Phase(A): 4 Circuit Breaker(A): 15 Three Phase Power Requirement: Voltage(VAC): 432~528 Max Power(VA): 16980 Max Current/Phase(A): 21 Circuit Breaker(A): 30 | Standing System | 2 | 8P7.62PHNX-F | 8P3.81PHNX-F | 366098 | 136858 | 16 | 16 | [6 empty] | YES | NO | NO | 0 | 0 | NO | NO | 4 | LBTS21324-20A 32CH | 2 |  |  |  | 64890 | 987207
923560 | System-LBTS21324-0~5V-20/1/0.1/0.001A-96CH-480V3P-V2 | LBTS | 96 | 480V3P | 20 | 5 | 0 | LBTS21324-20A | LBTS21324 | System-LBTS21324-0~5V-20/1/0.1/0.001A-96CH-480V3P-V2 Chassis Dimension (inch): 25W45D71H Single Phase Power Requirement: Voltage(VAC): 200~240 Max Power(VA): 1110 Max Current/Phase(A): 6 Circuit Breaker(A): 15 Three Phase Power Requirement: Voltage(VAC): 432~528 Max Power(VA): 25470 Max Current/Phase(A): 31 Circuit Breaker(A): 50 | Standing System | 3 | 8P7.62PHNX-F | 8P3.81PHNX-F | 366098 | 136858 | 24 | 24 | [6 empty] | YES | NO | NO | 0 | 0 | NO | NO | 4 | LBTS21324-20A 32CH | 3 |  |  |  | 93023 | 987116
923562 | System-LBTS21642-0~5V-10/0.001/0/0A-64CH-208V3P-V2 | LBTS | 64 | 208V3P | 10 | 5 | 0 | LBTS21642-10A | LBTS21642 | System-LBTS21642-0~5V-10/0.001/0/0A-64CH-208V3P-V2 Chassis Dimension (inch): 25W45D71H Three Phase Power Requirement: Voltage(VAC): 188~228 Max Power(VA): 8880 Max Current/Phase(A): 26 Circuit Breaker(A): 30 | Standing System | 1 | 8P5.08PHNX-F | 8P3.81PHNX-F | 333250 | 136858 | 16 | 16 | [6 empty] | YES | NO | NO | 0 | 0 | NO | NO | 2 | LBTS21642-10A 64CH | 1 |  |  |  | 38346 | 987117
923564 | System-LBTS21642-0~5V-10/0.001/0/0A-128CH-208V3P-V2 | LBTS | 128 | 208V3P | 10 | 5 | 0 | LBTS21642-10A | LBTS21642 | System-LBTS21642-0~5V-10/0.001/0/0A-128CH-208V3P-V2 Chassis Dimension (inch): 25W45D71H Three Phase Power Requirement: Voltage(VAC): 188~228 Max Power(VA): 17760 Max Current/Phase(A): 51 Circuit Breaker(A): 63 | Standing System | 2 | 8P5.08PHNX-F | 8P3.81PHNX-F | 333250 | 136858 | 32 | 32 | [6 empty] | YES | NO | NO | 0 | 0 | NO | NO | 2 | LBTS21642-10A 64CH | 2 |  |  |  | 67522 | 987208
923566 | System-LBTS21642-0~5V-10/0.001/0/0A-192CH-208V3P-V2 | LBTS | 192 | 208V3P | 10 | 5 | 0 | LBTS21642-10A | LBTS21642 | System-LBTS21642-0~5V-10/0.001/0/0A-192CH-208V3P-V2 Chassis Dimension (inch): 25W45D71H Three Phase Power Requirement: Voltage(VAC): 188~228 Max Power(VA): 26630 Max Current/Phase(A): 77 Circuit Breaker(A): 100 | Standing System | 3 | 8P5.08PHNX-F | 8P3.81PHNX-F | 333250 | 136858 | 48 | 48 | [6 empty] | YES | NO | NO | 0 | 0 | NO | NO | 2 | LBTS21642-10A 64CH | 3 |  |  |  | 96215 | 987209
923568 | System-LBTS21642-0~5V-10/0.001/0/0A-64CH-380V3P-V2 | LBTS | 64 | 380V3P | 10 | 5 | 0 | LBTS21642-10A | LBTS21642 | System-LBTS21642-0~5V-10/0.001/0/0A-64CH-380V3P-V2 Chassis Dimension (inch): 25W45D71H Single Phase Power Requirement: Voltage(VAC): 200~240 Max Power(VA): 390 Max Current/Phase(A): 2 Circuit Breaker(A): 15 Three Phase Power Requirement: Voltage(VAC): 342~418 Max Power(VA): 8490 Max Current/Phase(A): 13 Circuit Breaker(A): 20 | Standing System | 1 | 8P5.08PHNX-F | 8P3.81PHNX-F | 333250 | 136858 | 16 | 16 | [6 empty] | YES | NO | NO | 0 | 0 | NO | NO | 2 | LBTS21642-10A 64CH | 1 |  |  |  | 38605 | 987210
923570 | System-LBTS21642-0~5V-10/0.001/0/0A-128CH-380V3P-V2 | LBTS | 128 | 380V3P | 10 | 5 | 0 | LBTS21642-10A | LBTS21642 | System-LBTS21642-0~5V-10/0.001/0/0A-128CH-380V3P-V2 Chassis Dimension (inch): 25W45D71H Single Phase Power Requirement: Voltage(VAC): 200~240 Max Power(VA): 780 Max Current/Phase(A): 4 Circuit Breaker(A): 15 Three Phase Power Requirement: Voltage(VAC): 342~418 Max Power(VA): 16980 Max Current/Phase(A): 26 Circuit Breaker(A): 30 | Standing System | 2 | 8P5.08PHNX-F | 8P3.81PHNX-F | 333250 | 136858 | 32 | 32 | [6 empty] | YES | NO | NO | 0 | 0 | NO | NO | 2 | LBTS21642-10A 64CH | 2 |  |  |  | 66710 | 987118
923572 | System-LBTS21642-0~5V-10/0.001/0/0A-192CH-380V3P-V2 | LBTS | 192 | 380V3P | 10 | 5 | 0 | LBTS21642-10A | LBTS21642 | System-LBTS21642-0~5V-10/0.001/0/0A-192CH-380V3P-V2 Chassis Dimension (inch): 25W45D71H Single Phase Power Requirement: Voltage(VAC): 200~240 Max Power(VA): 1160 Max Current/Phase(A): 6 Circuit Breaker(A): 15 Three Phase Power Requirement: Voltage(VAC): 342~418 Max Power(VA): 25470 Max Current/Phase(A): 39 Circuit Breaker(A): 50 | Standing System | 3 | 8P5.08PHNX-F | 8P3.81PHNX-F | 333250 | 136858 | 48 | 48 | [6 empty] | YES | NO | NO | 0 | 0 | NO | NO | 2 | LBTS21642-10A 64CH | 3 |  |  |  | 95753 | 987119
923574 | System-LBTS21642-0~5V-10/0.001/0/0A-64CH-480V3P-V2 | LBTS | 64 | 480V3P | 10 | 5 | 0 | LBTS21642-10A | LBTS21642 | System-LBTS21642-0~5V-10/0.001/0/0A-64CH-480V3P-V2 Chassis Dimension (inch): 25W45D71H Single Phase Power Requirement: Voltage(VAC): 200~240 Max Power(VA): 390 Max Current/Phase(A): 2 Circuit Breaker(A): 15 Three Phase Power Requirement: Voltage(VAC): 432~528 Max Power(VA): 8490 Max Current/Phase(A): 11 Circuit Breaker(A): 20 | Standing System | 1 | 8P5.08PHNX-F | 8P3.81PHNX-F | 333250 | 136858 | 16 | 16 | [6 empty] | YES | NO | NO | 0 | 0 | NO | NO | 2 | LBTS21642-10A 64CH | 1 |  |  |  | 38605 | 987120
923576 | System-LBTS21642-0~5V-10/0.001/0/0A-128CH-480V3P-V2 | LBTS | 128 | 480V3P | 10 | 5 | 0 | LBTS21642-10A | LBTS21642 | System-LBTS21642-0~5V-10/0.001/0/0A-128CH-480V3P-V2 Chassis Dimension (inch): 25W45D71H Single Phase Power Requirement: Voltage(VAC): 200~240 Max Power(VA): 780 Max Current/Phase(A): 4 Circuit Breaker(A): 15 Three Phase Power Requirement: Voltage(VAC): 432~528 Max Power(VA): 16980 Max Current/Phase(A): 21 Circuit Breaker(A): 30 | Standing System | 2 | 8P5.08PHNX-F | 8P3.81PHNX-F | 333250 | 136858 | 32 | 32 | [6 empty] | YES | NO | NO | 0 | 0 | NO | NO | 2 | LBTS21642-10A 64CH | 2 |  |  |  | 66710 | 987211
923578 | System-LBTS21642-0~5V-10/0.001/0/0A-192CH-480V3P-V2 | LBTS | 192 | 480V3P | 10 | 5 | 0 | LBTS21642-10A | LBTS21642 | System-LBTS21642-0~5V-10/0.001/0/0A-192CH-480V3P-V2 Chassis Dimension (inch): 25W45D71H Single Phase Power Requirement: Voltage(VAC): 200~240 Max Power(VA): 1160 Max Current/Phase(A): 6 Circuit Breaker(A): 15 Three Phase Power Requirement: Voltage(VAC): 432~528 Max Power(VA): 25470 Max Current/Phase(A): 31 Circuit Breaker(A): 50 | Standing System | 3 | 8P5.08PHNX-F | 8P3.81PHNX-F | 333250 | 136858 | 48 | 48 | [6 empty] | YES | NO | NO | 0 | 0 | NO | NO | 2 | LBTS21642-10A 64CH | 3 |  |  |  | 95753 | 987212
923580 | System-LBTS21324-0~5V-20/1/0.1/0.001A-32CH-32T(PT100)-208V3P-V2 | LBTS | 32 | 208V3P | 20 | 5 | 0 | LBTS21324-20A | LBTS21324 | System-LBTS21324-0~5V-20/1/0.1/0.001A-32CH-32T(PT100)-208V3P-V2 Chassis Dimension (inch): 25W45D71H Three Phase Power Requirement: Voltage(VAC): 188~228 Max Power(VA): 8860 Max Current/Phase(A): 26 Circuit Breaker(A): 30 | Standing System | 1 | 8P7.62PHNX-F | 8P3.81PHNX-F | 366098 | 136858 | 8 | 8 | 8P2.5PHNX-F |  | 16 |  |  |  | YES | NO | NO | 0 | 32 | YES | NO | 4 | LBTS21324-20A 32CH | 1 |  |  |  | 41468 | 987213
923582 | System-LBTS21324-0~5V-20/1/0.1/0.001A-64CH-64T(PT100)-208V3P-V2 | LBTS | 64 | 208V3P | 20 | 5 | 0 | LBTS21324-20A | LBTS21324 | System-LBTS21324-0~5V-20/1/0.1/0.001A-64CH-64T(PT100)-208V3P-V2 Chassis Dimension (inch): 25W45D71H Three Phase Power Requirement: Voltage(VAC): 188~228 Max Power(VA): 17720 Max Current/Phase(A): 51 Circuit Breaker(A): 63 | Standing System | 2 | 8P7.62PHNX-F | 8P3.81PHNX-F | 366098 | 136858 | 16 | 16 | 8P2.5PHNX-F |  | 32 |  |  |  | YES | NO | NO | 0 | 64 | YES | NO | 4 | LBTS21324-20A 32CH | 2 |  |  |  | 73766 | 987121
923584 | System-LBTS21324-0~5V-20/1/0.1/0.001A-96CH-96T(PT100)-208V3P-V2 | LBTS | 96 | 208V3P | 20 | 5 | 0 | LBTS21324-20A | LBTS21324 | System-LBTS21324-0~5V-20/1/0.1/0.001A-96CH-96T(PT100)-208V3P-V2 Chassis Dimension (inch): 25W45D71H Three Phase Power Requirement: Voltage(VAC): 188~228 Max Power(VA): 26580 Max Current/Phase(A): 77 Circuit Breaker(A): 100 | Standing System | 3 | 8P7.62PHNX-F | 8P3.81PHNX-F | 366098 | 136858 | 24 | 24 | 8P2.5PHNX-F |  | 48 |  |  |  | YES | NO | NO | 0 | 96 | YES | NO | 4 | LBTS21324-20A 32CH | 3 |  |  |  | 105581 | 987122
923586 | System-LBTS21324-0~5V-20/1/0.1/0.001A-32CH-32T(PT100)-380V3P-V2 | LBTS | 32 | 380V3P | 20 | 5 | 0 | LBTS21324-20A | LBTS21324 | System-LBTS21324-0~5V-20/1/0.1/0.001A-32CH-32T(PT100)-380V3P-V2 Chassis Dimension (inch): 25W45D71H Single Phase Power Requirement: Voltage(VAC): 200~240 Max Power(VA): 370 Max Current/Phase(A): 2 Circuit Breaker(A): 15 Three Phase Power Requirement: Voltage(VAC): 342~418 Max Power(VA): 8490 Max Current/Phase(A): 13 Circuit Breaker(A): 20 | Standing System | 1 | 8P7.62PHNX-F | 8P3.81PHNX-F | 366098 | 136858 | 8 | 8 | 8P2.5PHNX-F |  | 16 |  |  |  | YES | NO | NO | 0 | 32 | YES | NO | 4 | LBTS21324-20A 32CH | 1 |  |  |  | 41727 | 987123
923588 | System-LBTS21324-0~5V-20/1/0.1/0.001A-64CH-64T(PT100)-380V3P-V2 | LBTS | 64 | 380V3P | 20 | 5 | 0 | LBTS21324-20A | LBTS21324 | System-LBTS21324-0~5V-20/1/0.1/0.001A-64CH-64T(PT100)-380V3P-V2 Chassis Dimension (inch): 25W45D71H Single Phase Power Requirement: Voltage(VAC): 200~240 Max Power(VA): 740 Max Current/Phase(A): 4 Circuit Breaker(A): 15 Three Phase Power Requirement: Voltage(VAC): 342~418 Max Power(VA): 16980 Max Current/Phase(A): 26 Circuit Breaker(A): 30 | Standing System | 2 | 8P7.62PHNX-F | 8P3.81PHNX-F | 366098 | 136858 | 16 | 16 | 8P2.5PHNX-F |  | 32 |  |  |  | YES | NO | NO | 0 | 64 | YES | NO | 4 | LBTS21324-20A 32CH | 2 |  |  |  | 72954 | 987214
923590 | System-LBTS21324-0~5V-20/1/0.1/0.001A-96CH-96T(PT100)-380V3P-V2 | LBTS | 96 | 380V3P | 20 | 5 | 0 | LBTS21324-20A | LBTS21324 | System-LBTS21324-0~5V-20/1/0.1/0.001A-96CH-96T(PT100)-380V3P-V2 Chassis Dimension (inch): 25W45D71H Single Phase Power Requirement: Voltage(VAC): 200~240 Max Power(VA): 1110 Max Current/Phase(A): 6 Circuit Breaker(A): 15 Three Phase Power Requirement: Voltage(VAC): 342~418 Max Power(VA): 25470 Max Current/Phase(A): 39 Circuit Breaker(A): 50 | Standing System | 3 | 8P7.62PHNX-F | 8P3.81PHNX-F | 366098 | 136858 | 24 | 24 | 8P2.5PHNX-F |  | 48 |  |  |  | YES | NO | NO | 0 | 96 | YES | NO | 4 | LBTS21324-20A 32CH | 3 |  |  |  | 105119 | 987215
923592 | System-LBTS21324-0~5V-20/1/0.1/0.001A-32CH-32T(PT100)-480V3P-V2 | LBTS | 32 | 480V3P | 20 | 5 | 0 | LBTS21324-20A | LBTS21324 | System-LBTS21324-0~5V-20/1/0.1/0.001A-32CH-32T(PT100)-480V3P-V2 Chassis Dimension (inch): 25W45D71H Single Phase Power Requirement: Voltage(VAC): 200~240 Max Power(VA): 370 Max Current/Phase(A): 2 Circuit Breaker(A): 15 Three Phase Power Requirement: Voltage(VAC): 432~528 Max Power(VA): 8490 Max Current/Phase(A): 11 Circuit Breaker(A): 20 | Standing System | 1 | 8P7.62PHNX-F | 8P3.81PHNX-F | 366098 | 136858 | 8 | 8 | 8P2.5PHNX-F |  | 16 |  |  |  | YES | NO | NO | 0 | 32 | YES | NO | 4 | LBTS21324-20A 32CH | 1 |  |  |  | 41727 | 987216
923594 | System-LBTS21324-0~5V-20/1/0.1/0.001A-64CH-64T(PT100)-480V3P-V2 | LBTS | 64 | 480V3P | 20 | 5 | 0 | LBTS21324-20A | LBTS21324 | System-LBTS21324-0~5V-20/1/0.1/0.001A-64CH-64T(PT100)-480V3P-V2 Chassis Dimension (inch): 25W45D71H Single Phase Power Requirement: Voltage(VAC): 200~240 Max Power(VA): 740 Max Current/Phase(A): 4 Circuit Breaker(A): 15 Three Phase Power Requirement: Voltage(VAC): 432~528 Max Power(VA): 16980 Max Current/Phase(A): 21 Circuit Breaker(A): 30 | Standing System | 2 | 8P7.62PHNX-F | 8P3.81PHNX-F | 366098 | 136858 | 16 | 16 | 8P2.5PHNX-F |  | 32 |  |  |  | YES | NO | NO | 0 | 64 | YES | NO | 4 | LBTS21324-20A 32CH | 2 |  |  |  | 72954 | 987124
923596 | System-LBTS21324-0~5V-20/1/0.1/0.001A-96CH-96T(PT100)-480V3P-V2 | LBTS | 96 | 480V3P | 20 | 5 | 0 | LBTS21324-20A | LBTS21324 | System-LBTS21324-0~5V-20/1/0.1/0.001A-96CH-96T(PT100)-480V3P-V2 Chassis Dimension (inch): 25W45D71H Single Phase Power Requirement: Voltage(VAC): 200~240 Max Power(VA): 1110 Max Current/Phase(A): 6 Circuit Breaker(A): 15 Three Phase Power Requirement: Voltage(VAC): 432~528 Max Power(VA): 25470 Max Current/Phase(A): 31 Circuit Breaker(A): 50 | Standing System | 3 | 8P7.62PHNX-F | 8P3.81PHNX-F | 366098 | 136858 | 24 | 24 | 8P2.5PHNX-F |  | 48 |  |  |  | YES | NO | NO | 0 | 96 | YES | NO | 4 | LBTS21324-20A 32CH | 3 |  |  |  | 105119 | 987125
923598 | System-LBTS21642-0~5V-10/0.001/0/0A-64CH-64T(PT100)-208V3P-V2 | LBTS | 64 | 208V3P | 10 | 5 | 0 | LBTS21642-10A | LBTS21642 | System-LBTS21642-0~5V-10/0.001/0/0A-64CH-64T(PT100)-208V3P-V2 Chassis Dimension (inch): 25W45D71H Three Phase Power Requirement: Voltage(VAC): 188~228 Max Power(VA): 8880 Max Current/Phase(A): 26 Circuit Breaker(A): 30 | Standing System | 1 | 8P5.08PHNX-F | 8P3.81PHNX-F | 333250 | 136858 | 16 | 16 | 8P2.5PHNX-F |  | 32 |  |  |  | YES | NO | NO | 0 | 64 | YES | NO | 2 | LBTS21642-10A 64CH | 1 |  |  |  | 46410 | 987126
923600 | System-LBTS21642-0~5V-10/0.001/0/0A-128CH-128T(PT100)-208V3P-V2 | LBTS | 128 | 208V3P | 10 | 5 | 0 | LBTS21642-10A | LBTS21642 | System-LBTS21642-0~5V-10/0.001/0/0A-128CH-128T(PT100)-208V3P-V2 Chassis Dimension (inch): 25W45D71H Three Phase Power Requirement: Voltage(VAC): 188~228 Max Power(VA): 17760 Max Current/Phase(A): 51 Circuit Breaker(A): 63 | Standing System | 2 | 8P5.08PHNX-F | 8P3.81PHNX-F | 333250 | 136858 | 32 | 32 | 8P2.5PHNX-F |  | 64 |  |  |  | YES | NO | NO | 0 | 128 | YES | NO | 2 | LBTS21642-10A 64CH | 2 |  |  |  | 83650 | 987127
923602 | System-LBTS21642-0~5V-10/0.001/0/0A-192CH-192T(PT100)-208V3P-V2 | LBTS | 192 | 208V3P | 10 | 5 | 0 | LBTS21642-10A | LBTS21642 | System-LBTS21642-0~5V-10/0.001/0/0A-192CH-192T(PT100)-208V3P-V2 Chassis Dimension (inch): 25W45D71H Three Phase Power Requirement: Voltage(VAC): 188~228 Max Power(VA): 26630 Max Current/Phase(A): 77 Circuit Breaker(A): 100 | Standing System | 3 | 8P5.08PHNX-F | 8P3.81PHNX-F | 333250 | 136858 | 48 | 48 | 8P2.5PHNX-F |  | 96 |  |  |  | YES | NO | NO | 0 | 192 | YES | NO | 2 | LBTS21642-10A 64CH | 3 |  |  |  | 120407 | 987296
923604 | System-LBTS21642-0~5V-10/0.001/0/0A-64CH-64T(PT100)-380V3P-V2 | LBTS | 64 | 380V3P | 10 | 5 | 0 | LBTS21642-10A | LBTS21642 | System-LBTS21642-0~5V-10/0.001/0/0A-64CH-64T(PT100)-380V3P-V2 Chassis Dimension (inch): 25W45D71H Single Phase Power Requirement: Voltage(VAC): 200~240 Max Power(VA): 390 Max Current/Phase(A): 2 Circuit Breaker(A): 15 Three Phase Power Requirement: Voltage(VAC): 342~418 Max Power(VA): 8490 Max Current/Phase(A): 13 Circuit Breaker(A): 20 | Standing System | 1 | 8P5.08PHNX-F | 8P3.81PHNX-F | 333250 | 136858 | 16 | 16 | 8P2.5PHNX-F |  | 32 |  |  |  | YES | NO | NO | 0 | 64 | YES | NO | 2 | LBTS21642-10A 64CH | 1 |  |  |  | 46669 | 987217
923606 | System-LBTS21642-0~5V-10/0.001/0/0A-128CH-128T(PT100)-380V3P-V2 | LBTS | 128 | 380V3P | 10 | 5 | 0 | LBTS21642-10A | LBTS21642 | System-LBTS21642-0~5V-10/0.001/0/0A-128CH-128T(PT100)-380V3P-V2 Chassis Dimension (inch): 25W45D71H Single Phase Power Requirement: Voltage(VAC): 200~240 Max Power(VA): 780 Max Current/Phase(A): 4 Circuit Breaker(A): 15 Three Phase Power Requirement: Voltage(VAC): 342~418 Max Power(VA): 16980 Max Current/Phase(A): 26 Circuit Breaker(A): 30 | Standing System | 2 | 8P5.08PHNX-F | 8P3.81PHNX-F | 333250 | 136858 | 32 | 32 | 8P2.5PHNX-F |  | 64 |  |  |  | YES | NO | NO | 0 | 128 | YES | NO | 2 | LBTS21642-10A 64CH | 2 |  |  |  | 82838 | 987218
923608 | System-LBTS21642-0~5V-10/0.001/0/0A-192CH-192T(PT100)-380V3P-V2 | LBTS | 192 | 380V3P | 10 | 5 | 0 | LBTS21642-10A | LBTS21642 | System-LBTS21642-0~5V-10/0.001/0/0A-192CH-192T(PT100)-380V3P-V2 Chassis Dimension (inch): 25W45D71H Single Phase Power Requirement: Voltage(VAC): 200~240 Max Power(VA): 1160 Max Current/Phase(A): 6 Circuit Breaker(A): 15 Three Phase Power Requirement: Voltage(VAC): 342~418 Max Power(VA): 25470 Max Current/Phase(A): 39 Circuit Breaker(A): 50 | Standing System | 3 | 8P5.08PHNX-F | 8P3.81PHNX-F | 333250 | 136858 | 48 | 48 | 8P2.5PHNX-F |  | 96 |  |  |  | YES | NO | NO | 0 | 192 | YES | NO | 2 | LBTS21642-10A 64CH | 3 |  |  |  | 119945 | 987219
923610 | System-LBTS21642-0~5V-10/0.001/0/0A-64CH-64T(PT100)-480V3P-V2 | LBTS | 64 | 480V3P | 10 | 5 | 0 | LBTS21642-10A | LBTS21642 | System-LBTS21642-0~5V-10/0.001/0/0A-64CH-64T(PT100)-480V3P-V2 Chassis Dimension (inch): 25W45D71H Single Phase Power Requirement: Voltage(VAC): 200~240 Max Power(VA): 390 Max Current/Phase(A): 2 Circuit Breaker(A): 15 Three Phase Power Requirement: Voltage(VAC): 432~528 Max Power(VA): 8490 Max Current/Phase(A): 11 Circuit Breaker(A): 20 | Standing System | 1 | 8P5.08PHNX-F | 8P3.81PHNX-F | 333250 | 136858 | 16 | 16 | 8P2.5PHNX-F |  | 32 |  |  |  | YES | NO | NO | 0 | 64 | YES | NO | 2 | LBTS21642-10A 64CH | 1 |  |  |  | 46669 | 987128
923612 | System-LBTS21642-0~5V-10/0.001/0/0A-128CH-128T(PT100)-480V3P-V2 | LBTS | 128 | 480V3P | 10 | 5 | 0 | LBTS21642-10A | LBTS21642 | System-LBTS21642-0~5V-10/0.001/0/0A-128CH-128T(PT100)-480V3P-V2 Chassis Dimension (inch): 25W45D71H Single Phase Power Requirement: Voltage(VAC): 200~240 Max Power(VA): 780 Max Current/Phase(A): 4 Circuit Breaker(A): 15 Three Phase Power Requirement: Voltage(VAC): 432~528 Max Power(VA): 16980 Max Current/Phase(A): 21 Circuit Breaker(A): 30 | Standing System | 2 | 8P5.08PHNX-F | 8P3.81PHNX-F | 333250 | 136858 | 32 | 32 | 8P2.5PHNX-F |  | 64 |  |  |  | YES | NO | NO | 0 | 128 | YES | NO | 2 | LBTS21642-10A 64CH | 2 |  |  |  | 82838 | 987129
923614 | System-LBTS21642-0~5V-10/0.001/0/0A-192CH-192T(PT100)-480V3P-V2 | LBTS | 192 | 480V3P | 10 | 5 | 0 | LBTS21642-10A | LBTS21642 | System-LBTS21642-0~5V-10/0.001/0/0A-192CH-192T(PT100)-480V3P-V2 Chassis Dimension (inch): 25W45D71H Single Phase Power Requirement: Voltage(VAC): 200~240 Max Power(VA): 1160 Max Current/Phase(A): 6 Circuit Breaker(A): 15 Three Phase Power Requirement: Voltage(VAC): 432~528 Max Power(VA): 25470 Max Current/Phase(A): 31 Circuit Breaker(A): 50 | Standing System | 3 | 8P5.08PHNX-F | 8P3.81PHNX-F | 333250 | 136858 | 48 | 48 | 8P2.5PHNX-F |  | 96 |  |  |  | YES | NO | NO | 0 | 192 | YES | NO | 2 | LBTS21642-10A 64CH | 3 |  |  |  | 119945 | 987130
923616 | System-LBTS21324-0~5V-10/1/0.1/0.001A-32CH-220V1P-V2 | LBTS | 32 | 220V1P | 10 | 5 | 0 | LBTS21324-10A | LBTS21324 | System-LBTS21324-0~5V-10/1/0.1/0.001A-32CH-220V1P-V2 Chassis Dimension (inch): 25W45D71H Single Phase Power Requirement: Voltage(VAC): 200~240 Max Power(VA): 3280 Max Current/Phase(A): 15 Circuit Breaker(A): 20 | Standing System | 1 | 8P7.62PHNX-F | 8P3.81PHNX-F | 366098 | 136858 | 8 | 8 | [6 empty] | YES | NO | NO | 0 | 0 | NO | NO | 4 | LBTS21324-10A 32CH | 1 |  |  |  | 33180 | 987131
923622 | System-LBTS21324-0~5V-10/1/0.1/0.001A-96CH-208V3P-V2 | LBTS | 96 | 208V3P | 10 | 5 | 0 | LBTS21324-10A | LBTS21324 | System-LBTS21324-0~5V-10/1/0.1/0.001A-96CH-208V3P-V2 Chassis Dimension (inch): 25W45D71H Three Phase Power Requirement: Voltage(VAC): 188~228 Max Power(VA): 9820 Max Current/Phase(A): 29 Circuit Breaker(A): 50 | Standing System | 3 | 8P7.62PHNX-F | 8P3.81PHNX-F | 366098 | 136858 | 24 | 24 | [6 empty] | YES | NO | NO | 0 | 0 | NO | NO | 4 | LBTS21324-10A 32CH | 3 |  |  |  | 80598 | 987134
923624 | System-LBTS21324-0~5V-10/1/0.1/0.001A-96CH-380V3P(N)-V2 | LBTS | 96 | 380V3P | 10 | 5 | 0 | LBTS21324-10A | LBTS21324 | System-LBTS21324-0~5V-10/1/0.1/0.001A-96CH-380V3P(N)-V2 Chassis Dimension (inch): 25W45D71H Three Phase Power Requirement: Voltage(VAC): 342~418 Max Power(VA): 9820 Max Current/Phase(A): 18 Circuit Breaker(A): 20 *Neutral Line Required | Standing System | 3 | 8P7.62PHNX-F | 8P3.81PHNX-F | 366098 | 136858 | 24 | 24 | [6 empty] | YES | NO | NO | 0 | 0 | NO | NO | 4 | LBTS21324-10A 32CH | 3 |  |  |  | 79520 | 987135
923630 | System-LBTS21324-0~5V-10/1/0.1/0.001A-32CH-32V-32T(PT100)-220V1P-V2 | LBTS | 32 | 220V1P | 10 | 5 | 0 | LBTS21324-10A | LBTS21324 | System-LBTS21324-0~5V-10/1/0.1/0.001A-32CH-32V-32T(PT100)-220V1P-V2 Chassis Dimension (inch): 25W45D71H Single Phase Power Requirement: Voltage(VAC): 200~240 Max Power(VA): 3280 Max Current/Phase(A): 15 Circuit Breaker(A): 20 | Standing System | 1 | 8P7.62PHNX-F | 8P3.81PHNX-F | 366098 | 136858 | 8 | 8 | 8P2.5PHNX-F | 8P3.81WAGO-F | 16 | 8 |  |  | YES | NO | NO | 32 | 32 | YES | NO | 4 | LBTS21324-10A 32CH | 1 |  |  |  | 39228 | 987297
923636 | System-LBTS21324-0~5V-10/1/0.1/0.001A-96CH-96V-96T(PT100)-208V3P-V2 | LBTS | 96 | 208V3P | 10 | 5 | 0 | LBTS21324-10A | LBTS21324 | System-LBTS21324-0~5V-10/1/0.1/0.001A-96CH-96V-96T(PT100)-208V3P-V2 Chassis Dimension (inch): 25W45D71H Three Phase Power Requirement: Voltage(VAC): 188~228 Max Power(VA): 9820 Max Current/Phase(A): 29 Circuit Breaker(A): 50 | Standing System | 3 | 8P7.62PHNX-F | 8P3.81PHNX-F | 366098 | 136858 | 24 | 24 | 8P2.5PHNX-F | 8P3.81WAGO-F | 48 | 24 |  |  | YES | NO | NO | 96 | 96 | YES | NO | 4 | LBTS21324-10A 32CH | 3 |  |  |  | 98742 | 987139
923638 | System-LBTS21324-0~5V-10/1/0.1/0.001A-96CH-96V-96T(PT100)-380V3P(N)-V2 | LBTS | 96 | 380V3P | 10 | 5 | 0 | LBTS21324-10A | LBTS21324 | System-LBTS21324-0~5V-10/1/0.1/0.001A-96CH-96V-96T(PT100)-380V3P(N)-V2 Chassis Dimension (inch): 25W45D71H Three Phase Power Requirement: Voltage(VAC): 342~418 Max Power(VA): 9820 Max Current/Phase(A): 18 Circuit Breaker(A): 20 *Neutral Line Required | Standing System | 3 | 8P7.62PHNX-F | 8P3.81PHNX-F | 366098 | 136858 | 24 | 24 | 8P2.5PHNX-F | 8P3.81WAGO-F | 48 | 24 |  |  | YES | NO | NO | 96 | 96 | YES | NO | 4 | LBTS21324-10A 32CH | 3 |  |  |  | 97664 | 987140
923644 | System-LBTS21642-(-5)~5V-1/0.001/0/0A-64CH-220V1P-V2 | LBTS | 64 | 220V1P | 1 | 5 | -5 | LBTS21642-1A | LBTS21642 | System-LBTS21642-(-5)~5V-1/0.001/0/0A-64CH-220V1P-V2 Chassis Dimension (inch): 25W45D71H Single Phase Power Requirement: Voltage(VAC): 200~240 Max Power(VA): 840 Max Current/Phase(A): 4 Circuit Breaker(A): 15 | Standing System | 1 | 8P5.08PHNX-F | 8P3.81PHNX-F | 333250 | 136858 | 16 | 16 | [6 empty] | YES | NO | NO | 0 | 0 | NO | NO | 2 | LBTS21642-1A 64CH | 1 |  |  |  | 30156 | 987143
923646 | System-LBTS21642-(-5)~5V-1/0.001/0/0A-128CH-220V1P-V2 | LBTS | 128 | 220V1P | 1 | 5 | -5 | LBTS21642-1A | LBTS21642 | System-LBTS21642-(-5)~5V-1/0.001/0/0A-128CH-220V1P-V2 Chassis Dimension (inch): 25W45D71H Single Phase Power Requirement: Voltage(VAC): 200~240 Max Power(VA): 1670 Max Current/Phase(A): 8 Circuit Breaker(A): 15 | Standing System | 2 | 8P5.08PHNX-F | 8P3.81PHNX-F | 333250 | 136858 | 32 | 32 | [6 empty] | YES | NO | NO | 0 | 0 | NO | NO | 2 | LBTS21642-1A 64CH | 2 |  |  |  | 50225 | 987144
923648 | System-LBTS21642-(-5)~5V-1/0.001/0/0A-192CH-220V1P-V2 | LBTS | 192 | 220V1P | 1 | 5 | -5 | LBTS21642-1A | LBTS21642 | System-LBTS21642-(-5)~5V-1/0.001/0/0A-192CH-220V1P-V2 Chassis Dimension (inch): 25W45D71H Single Phase Power Requirement: Voltage(VAC): 200~240 Max Power(VA): 2500 Max Current/Phase(A): 12 Circuit Breaker(A): 15 | Standing System | 3 | 8P5.08PHNX-F | 8P3.81PHNX-F | 333250 | 136858 | 48 | 48 | [6 empty] | YES | NO | NO | 0 | 0 | NO | NO | 2 | LBTS21642-1A 64CH | 3 |  |  |  | 70294 | 987145
923650 | System-LBTS21642-(-5)~5V-1/0.001/0/0A-256CH-220V1P-V2 | LBTS | 256 | 220V1P | 1 | 5 | -5 | LBTS21642-1A | LBTS21642 | System-LBTS21642-(-5)~5V-1/0.001/0/0A-256CH-220V1P-V2 Chassis Dimension (inch): 25W45D71H Single Phase Power Requirement: Voltage(VAC): 200~240 Max Power(VA): 3330 Max Current/Phase(A): 16 Circuit Breaker(A): 20 | Standing System | 4 | 8P5.08PHNX-F | 8P3.81PHNX-F | 333250 | 136858 | 64 | 64 | [6 empty] | YES | NO | NO | 0 | 0 | NO | NO | 2 | LBTS21642-1A 64CH | 4 |  |  |  | 90363 | 987146
923652 | System-LBTS21642-(-5)~5V-1/0.001/0/0A-64CH-64T(PT100)-220V1P-V2 | LBTS | 64 | 220V1P | 1 | 5 | -5 | LBTS21642-1A | LBTS21642 | System-LBTS21642-(-5)~5V-1/0.001/0/0A-64CH-64T(PT100)-220V1P-V2 Chassis Dimension (inch): 25W45D71H Single Phase Power Requirement: Voltage(VAC): 200~240 Max Power(VA): 840 Max Current/Phase(A): 4 Circuit Breaker(A): 15 | Standing System | 1 | 8P5.08PHNX-F | 8P3.81PHNX-F | 333250 | 136858 | 16 | 16 | 8P2.5PHNX-F |  | 32 |  |  |  | YES | NO | NO | 0 | 64 | YES | NO | 2 | LBTS21642-1A 64CH | 1 |  |  |  | 38220 | 987147
923654 | System-LBTS21642-(-5)~5V-1/0.001/0/0A-128CH-128T(PT100)-220V1P-V2 | LBTS | 128 | 220V1P | 1 | 5 | -5 | LBTS21642-1A | LBTS21642 | System-LBTS21642-(-5)~5V-1/0.001/0/0A-128CH-128T(PT100)-220V1P-V2 Chassis Dimension (inch): 25W45D71H Single Phase Power Requirement: Voltage(VAC): 200~240 Max Power(VA): 1670 Max Current/Phase(A): 8 Circuit Breaker(A): 15 | Standing System | 2 | 8P5.08PHNX-F | 8P3.81PHNX-F | 333250 | 136858 | 32 | 32 | 8P2.5PHNX-F |  | 64 |  |  |  | YES | NO | NO | 0 | 128 | YES | NO | 2 | LBTS21642-1A 64CH | 2 |  |  |  | 66353 | 987148
923656 | System-LBTS21642-(-5)~5V-1/0.001/0/0A-192CH-192T(PT100)-220V1P-V2 | LBTS | 192 | 220V1P | 1 | 5 | -5 | LBTS21642-1A | LBTS21642 | System-LBTS21642-(-5)~5V-1/0.001/0/0A-192CH-192T(PT100)-220V1P-V2 Chassis Dimension (inch): 25W45D71H Single Phase Power Requirement: Voltage(VAC): 200~240 Max Power(VA): 2500 Max Current/Phase(A): 12 Circuit Breaker(A): 15 | Standing System | 3 | 8P5.08PHNX-F | 8P3.81PHNX-F | 333250 | 136858 | 48 | 48 | 8P2.5PHNX-F |  | 96 |  |  |  | YES | NO | NO | 0 | 192 | YES | NO | 2 | LBTS21642-1A 64CH | 3 |  |  |  | 94486 | 987149
923658 | System-LBTS21642-(-5)~5V-1/0.001/0/0A-256CH-256T(PT100)-220V1P-V2 | LBTS | 256 | 220V1P | 1 | 5 | -5 | LBTS21642-1A | LBTS21642 | System-LBTS21642-(-5)~5V-1/0.001/0/0A-256CH-256T(PT100)-220V1P-V2 Chassis Dimension (inch): 25W45D71H Single Phase Power Requirement: Voltage(VAC): 200~240 Max Power(VA): 3330 Max Current/Phase(A): 16 Circuit Breaker(A): 20 | Standing System | 4 | 8P5.08PHNX-F | 8P3.81PHNX-F | 333250 | 136858 | 64 | 64 | 8P2.5PHNX-F |  | 128 |  |  |  | YES | NO | NO | 0 | 256 | YES | NO | 2 | LBTS21642-1A 64CH | 4 |  |  |  | 122619 | 987150
923660 | System-LBTS21324-0~5V-10/1/0.1/0.001A-64CH-208V3P-V2 | LBTS | 64 | 208V3P | 10 | 5 | 0 | LBTS21324-10A | LBTS21324 | System-LBTS21324-0~5V-10/1/0.1/0.001A-64CH-208V3P-V2 Chassis Dimension (inch): 25W45D71H Three Phase Power Requirement: Voltage(VAC): 188~228 Max Power(VA): 9080 Max Current/Phase(A): 27 Circuit Breaker(A): 30 | Standing System | 2 | 8P7.62PHNX-F | 8P3.81PHNX-F | 366098 | 136858 | 16 | 16 | [6 empty] | YES | NO | NO | 0 | 0 | NO | NO | 4 | LBTS21324-10A 32CH | 2 |  |  |  | 53354 | 987151
923662 | System-LBTS21324-0~5V-10/1/0.1/0.001A-128CH-208V3P-V2 | LBTS | 128 | 208V3P | 10 | 5 | 0 | LBTS21324-10A | LBTS21324 | System-LBTS21324-0~5V-10/1/0.1/0.001A-128CH-208V3P-V2 Chassis Dimension (inch): 25W45D71H Three Phase Power Requirement: Voltage(VAC): 188~228 Max Power(VA): 18150 Max Current/Phase(A): 53 Circuit Breaker(A): 63 | Standing System | 4 | 8P7.62PHNX-F | 8P3.81PHNX-F | 366098 | 136858 | 32 | 32 | [6 empty] | YES | NO | NO | 0 | 0 | NO | NO | 4 | LBTS21324-10A 32CH | 4 |  |  |  | 97538 | 987152
923664 | System-LBTS21324-0~5V-10/1/0.1/0.001A-64CH-380V3P-V2 | LBTS | 64 | 380V3P | 10 | 5 | 0 | LBTS21324-10A | LBTS21324 | System-LBTS21324-0~5V-10/1/0.1/0.001A-64CH-380V3P-V2 Chassis Dimension (inch): 25W45D71H Single Phase Power Requirement: Voltage(VAC): 200~240 Max Power(VA): 590 Max Current/Phase(A): 3 Circuit Breaker(A): 15 Three Phase Power Requirement: Voltage(VAC): 342~418 Max Power(VA): 8490 Max Current/Phase(A): 13 Circuit Breaker(A): 20 | Standing System | 2 | 8P7.62PHNX-F | 8P3.81PHNX-F | 366098 | 136858 | 16 | 16 | [6 empty] | YES | NO | NO | 0 | 0 | NO | NO | 4 | LBTS21324-10A 32CH | 2 |  |  |  | 53613 | 987153
923666 | System-LBTS21324-0~5V-10/1/0.1/0.001A-128CH-380V3P-V2 | LBTS | 128 | 380V3P | 10 | 5 | 0 | LBTS21324-10A | LBTS21324 | System-LBTS21324-0~5V-10/1/0.1/0.001A-128CH-380V3P-V2 Chassis Dimension (inch): 25W45D71H Single Phase Power Requirement: Voltage(VAC): 200~240 Max Power(VA): 1170 Max Current/Phase(A): 6 Circuit Breaker(A): 15 Three Phase Power Requirement: Voltage(VAC): 342~418 Max Power(VA): 16980 Max Current/Phase(A): 26 Circuit Breaker(A): 30 | Standing System | 4 | 8P7.62PHNX-F | 8P3.81PHNX-F | 366098 | 136858 | 32 | 32 | [6 empty] | YES | NO | NO | 0 | 0 | NO | NO | 4 | LBTS21324-10A 32CH | 4 |  |  |  | 96726 | 987154
923668 | System-LBTS21324-0~5V-10/1/0.1/0.001A-64CH-480V3P-V2 | LBTS | 64 | 480V3P | 10 | 5 | 0 | LBTS21324-10A | LBTS21324 | System-LBTS21324-0~5V-10/1/0.1/0.001A-64CH-480V3P-V2 Chassis Dimension (inch): 25W45D71H Single Phase Power Requirement: Voltage(VAC): 200~240 Max Power(VA): 590 Max Current/Phase(A): 3 Circuit Breaker(A): 15 Three Phase Power Requirement: Voltage(VAC): 432~528 Max Power(VA): 8490 Max Current/Phase(A): 11 Circuit Breaker(A): 20 | Standing System | 2 | 8P7.62PHNX-F | 8P3.81PHNX-F | 366098 | 136858 | 16 | 16 | [6 empty] | YES | NO | NO | 0 | 0 | NO | NO | 4 | LBTS21324-10A 32CH | 2 |  |  |  | 53613 | 987155
923670 | System-LBTS21324-0~5V-10/1/0.1/0.001A-128CH-480V3P-V2 | LBTS | 128 | 480V3P | 10 | 5 | 0 | LBTS21324-10A | LBTS21324 | System-LBTS21324-0~5V-10/1/0.1/0.001A-128CH-480V3P-V2 Chassis Dimension (inch): 25W45D71H Single Phase Power Requirement: Voltage(VAC): 200~240 Max Power(VA): 1170 Max Current/Phase(A): 6 Circuit Breaker(A): 15 Three Phase Power Requirement: Voltage(VAC): 432~528 Max Power(VA): 16980 Max Current/Phase(A): 21 Circuit Breaker(A): 30 | Standing System | 4 | 8P7.62PHNX-F | 8P3.81PHNX-F | 366098 | 136858 | 32 | 32 | [6 empty] | YES | NO | NO | 0 | 0 | NO | NO | 4 | LBTS21324-10A 32CH | 4 |  |  |  | 96726 | 987156
923672 | System-LBTS21324-0~5V-10/1/0.1/0.001A-64CH-64V-64T(PT100)-208V3P-V2 | LBTS | 64 | 208V3P | 10 | 5 | 0 | LBTS21324-10A | LBTS21324 | System-LBTS21324-0~5V-10/1/0.1/0.001A-64CH-64V-64T(PT100)-208V3P-V2 Chassis Dimension (inch): 25W45D71H Three Phase Power Requirement: Voltage(VAC): 188~228 Max Power(VA): 9080 Max Current/Phase(A): 27 Circuit Breaker(A): 30 | Standing System | 2 | 8P7.62PHNX-F | 8P3.81PHNX-F | 366098 | 136858 | 16 | 16 | 8P2.5PHNX-F | 8P3.81WAGO-F | 32 | 16 |  |  | YES | NO | NO | 64 | 64 | YES | NO | 4 | LBTS21324-10A 32CH | 2 |  |  |  | 65450 | 987157
923674 | System-LBTS21324-0~5V-10/1/0.1/0.001A-128CH-128V-128T(PT100)-208V3P-V2 | LBTS | 128 | 208V3P | 10 | 5 | 0 | LBTS21324-10A | LBTS21324 | System-LBTS21324-0~5V-10/1/0.1/0.001A-128CH-128V-128T(PT100)-208V3P-V2 Chassis Dimension (inch): 25W45D71H Three Phase Power Requirement: Voltage(VAC): 188~228 Max Power(VA): 19764 (on208V) Max Current/Phase(A): 56 Circuit Breaker(A): 80 | Standing System | 4 | 8P7.62PHNX-F | 8P3.81PHNX-F | 366098 | 136858 | 32 | 32 | 8P2.5PHNX-F | 8P3.81WAGO-F | 64 | 32 |  |  | YES | NO | NO | 128 | 128 | YES | NO | 4 | LBTS21324-10A 32CH | 4 |  |  |  | 121730 | 987158
923676 | System-LBTS21324-0~5V-10/1/0.1/0.001A-64CH-64V-64T(PT100)-380V3P-V2 | LBTS | 64 | 380V3P | 10 | 5 | 0 | LBTS21324-10A | LBTS21324 | System-LBTS21324-0~5V-10/1/0.1/0.001A-64CH-64V-64T(PT100)-380V3P-V2 Chassis Dimension (inch): 25W45D71H Single Phase Power Requirement: Voltage(VAC): 200~240 Max Power(VA): 590 Max Current/Phase(A): 3 Circuit Breaker(A): 15 Three Phase Power Requirement: Voltage(VAC): 342~418 Max Power(VA): 8490 Max Current/Phase(A): 13 Circuit Breaker(A): 20 | Standing System | 2 | 8P7.62PHNX-F | 8P3.81PHNX-F | 366098 | 136858 | 16 | 16 | 8P2.5PHNX-F | 8P3.81WAGO-F | 32 | 16 |  |  | YES | NO | NO | 64 | 64 | YES | NO | 4 | LBTS21324-10A 32CH | 2 |  |  |  | 65709 | 987159
923678 | System-LBTS21324-0~5V-10/1/0.1/0.001A-128CH-128V-128T(PT100)-380V3P-V2 | LBTS | 128 | 380V3P | 10 | 5 | 0 | LBTS21324-10A | LBTS21324 | System-LBTS21324-0~5V-10/1/0.1/0.001A-128CH-128V-128T(PT100)-380V3P-V2 Chassis Dimension (inch): 25W45D71H Single Phase Power Requirement: Voltage(VAC): 200~240 Max Power(VA): 1170 Max Current/Phase(A): 6 Circuit Breaker(A): 15 Three Phase Power Requirement: Voltage(VAC): 342~418 Max Power(VA): 16980 Max Current/Phase(A): 26 Circuit Breaker(A): 30 | Standing System | 4 | 8P7.62PHNX-F | 8P3.81PHNX-F | 366098 | 136858 | 32 | 32 | 8P2.5PHNX-F | 8P3.81WAGO-F | 64 | 32 |  |  | YES | NO | NO | 128 | 128 | YES | NO | 4 | LBTS21324-10A 32CH | 4 |  |  |  | 120918 | 987160
923680 | System-LBTS21324-0~5V-10/1/0.1/0.001A-64CH-64V-64T(PT100)-480V3P-V2 | LBTS | 64 | 480V3P | 10 | 5 | 0 | LBTS21324-10A | LBTS21324 | System-LBTS21324-0~5V-10/1/0.1/0.001A-64CH-64V-64T(PT100)-480V3P-V2 Chassis Dimension (inch): 25W45D71H Single Phase Power Requirement: Voltage(VAC): 200~240 Max Power(VA): 590 Max Current/Phase(A): 3 Circuit Breaker(A): 15 Three Phase Power Requirement: Voltage(VAC): 432~528 Max Power(VA): 8490 Max Current/Phase(A): 11 Circuit Breaker(A): 20 | Standing System | 2 | 8P7.62PHNX-F | 8P3.81PHNX-F | 366098 | 136858 | 16 | 16 | 8P2.5PHNX-F | 8P3.81WAGO-F | 32 | 16 |  |  | YES | NO | NO | 64 | 64 | YES | NO | 4 | LBTS21324-10A 32CH | 2 |  |  |  | 65709 | 987161
923682 | System-LBTS21324-0~5V-10/1/0.1/0.001A-128CH-128V-128T(PT100)-480V3P-V2 | LBTS | 128 | 480V3P | 10 | 5 | 0 | LBTS21324-10A | LBTS21324 | System-LBTS21324-0~5V-10/1/0.1/0.001A-128CH-128V-128T(PT100)-480V3P-V2 Chassis Dimension (inch): 25W45D71H Single Phase Power Requirement: Voltage(VAC): 200~240 Max Power(VA): 1170 Max Current/Phase(A): 6 Circuit Breaker(A): 15 Three Phase Power Requirement: Voltage(VAC): 432~528 Max Power(VA): 16980 Max Current/Phase(A): 21 Circuit Breaker(A): 30 | Standing System | 4 | 8P7.62PHNX-F | 8P3.81PHNX-F | 366098 | 136858 | 32 | 32 | 8P2.5PHNX-F | 8P3.81WAGO-F | 64 | 32 |  |  | YES | NO | NO | 128 | 128 | YES | NO | 4 | LBTS21324-10A 32CH | 4 |  |  |  | 120918 | 987387
923684 | System-LBTS21324-(-5)~5V-5/1/0.1/0.001A-64CH-220V1P-V2 | LBTS | 64 | 220V1P | 10 | 5 | -5 | LBTS21324-5A | LBTS21324 | System-LBTS21324-(-5)~5V-5/1/0.1/0.001A-64CH-220V1P-V2 Chassis Dimension (inch): 25W45D71H Single Phase Power Requirement: Voltage(VAC): 200~240 Max Power(VA): 3490 Max Current/Phase(A): 16 Circuit Breaker(A): 20 | Standing System | 2 | 8P7.62PHNX-F | 8P3.81PHNX-F | 366098 | 136858 | 16 | 16 | [6 empty] | YES | NO | NO | 0 | 0 | NO | NO | 4 | LBTS21324-5A 64CH | 1 |  |  |  | 49686 | 987162
923686 | System-LBTS21324-(-5)~5V-5/1/0.1/0.001A-128CH-208V3P-V2 | LBTS | 128 | 208V3P | 10 | 5 | -5 | LBTS21324-5A | LBTS21324 | System-LBTS21324-(-5)~5V-5/1/0.1/0.001A-128CH-208V3P-V2 Chassis Dimension (inch): 25W45D71H Three Phase Power Requirement: Voltage(VAC): 188~228 Max Power(VA): 6980 Max Current/Phase(A): 25 Circuit Breaker(A): 30 | Standing System | 4 | 8P7.62PHNX-F | 8P3.81PHNX-F | 366098 | 136858 | 32 | 32 | [6 empty] | YES | NO | NO | 0 | 0 | NO | NO | 4 | LBTS21324-5A 64CH | 2 |  |  |  | 89509 | 987163
923688 | System-LBTS21324-(-5)~5V-5/1/0.1/0.001A-128CH-380V3P(N)-V2 | LBTS | 128 | 380V3P | 10 | 5 | -5 | LBTS21324-5A | LBTS21324 | System-LBTS21324-(-5)~5V-5/1/0.1/0.001A-128CH-380V3P(N)-V2 Chassis Dimension (inch): 25W45D71H Three Phase Power Requirement: Voltage(VAC): 342~418 Max Power(VA): 6980 Max Current/Phase(A): 14 Circuit Breaker(A): 20 *Neutral Line Required | Standing System | 4 | 8P7.62PHNX-F | 8P3.81PHNX-F | 366098 | 136858 | 32 | 32 | [6 empty] | YES | NO | NO | 0 | 0 | NO | NO | 4 | LBTS21324-5A 64CH | 2 |  |  |  | 89439 | 987164
923690 | System-LBTS21324-(-5)~5V-5/1/0.1/0.001A-64CH-64V-64T(PT100)-220V1P-V2 | LBTS | 64 | 220V1P | 10 | 5 | -5 | LBTS21324-5A | LBTS21324 | System-LBTS21324-(-5)~5V-5/1/0.1/0.001A-64CH-64V-64T(PT100)-220V1P-V2 Chassis Dimension (inch): 25W45D71H Single Phase Power Requirement: Voltage(VAC): 200~240 Max Power(VA): 3490 Max Current/Phase(A): 16 Circuit Breaker(A): 20 | Standing System | 2 | 8P7.62PHNX-F | 8P3.81PHNX-F | 366098 | 136858 | 16 | 16 | 8P2.5PHNX-F | 8P3.81WAGO-F | 32 | 16 |  |  | YES | NO | NO | 64 | 64 | YES | NO | 4 | LBTS21324-5A 64CH | 1 |  |  |  | 61782 | 987165
923692 | System-LBTS21324-(-5)~5V-5/1/0.1/0.001A-128CH-128V-128T(PT100)-208V3P-V2 | LBTS | 128 | 208V3P | 5 | 5 | -5 | LBTS21324-5A | LBTS21324 | System-LBTS21324-(-5)~5V-5/1/0.1/0.001A-128CH-128V-128T(PT100)-208V3P-V2 Chassis Dimension (inch): 25W45D71H Three Phase Power Requirement: Voltage(VAC): 188~228 Max Power(VA): 6980 Max Current/Phase(A): 25 Circuit Breaker(A): 30 | Standing System | 4 | 8P7.62PHNX-F | 8P3.81PHNX-F | 366098 | 136858 | 32 | 32 | 8P2.5PHNX-F | 8P3.81WAGO-F | 64 | 32 |  |  | YES | NO | NO | 128 | 128 | YES | NO | 4 | LBTS21324-5A 64CH | 2 |  |  |  | 113701 | 987166
923694 | System-LBTS21324-(-5)~5V-5/1/0.1/0.001A-128CH-128V-128T(PT100)-380V3P(N)-V2 | LBTS | 128 | 380V3P | 5 | 5 | -5 | LBTS21324-5A | LBTS21324 | System-LBTS21324-(-5)~5V-5/1/0.1/0.001A-128CH-128V-128T(PT100)-380V3P(N)-V2 Chassis Dimension (inch): 25W45D71H Three Phase Power Requirement: Voltage(VAC): 342~418 Max Power(VA): 6980 Max Current/Phase(A): 14 Circuit Breaker(A): 20 *Neutral Line Required | Standing System | 4 | 8P7.62PHNX-F | 8P3.81PHNX-F | 366098 | 136858 | 32 | 32 | 8P2.5PHNX-F | 8P3.81WAGO-F | 64 | 32 |  |  | YES | NO | NO | 128 | 128 | YES | NO | 4 | LBTS21324-5A 64CH | 2 |  |  |  | 113631 | 987167
923696 | System-LBTS21324-(-5)~5V-1/0.1/0.01/0.001A-64CH-220V1P-V2 | LBTS | 64 | 220V1P | 1 | 5 | -5 | LBTS21324-1A | LBTS21324 | System-LBTS21324-(-5)~5V-1/0.1/0.01/0.001A-64CH-220V1P-V2 Chassis Dimension (inch): 25W45D71H Single Phase Power Requirement: Voltage(VAC): 200~240 Max Power(VA): 1030 Max Current/Phase(A): 5 Circuit Breaker(A): 15 | Standing System | 2 | 8P7.62PHNX-F | 8P3.81PHNX-F | 366098 | 136858 | 16 | 16 | [6 empty] | YES | NO | NO | 0 | 0 | NO | NO | 4 | LBTS21324-1A 64CH | 1 |  |  |  | 44037 | 987168
923698 | System-LBTS21324-(-5)~5V-1/0.1/0.01/0.001A-128CH-220V1P-V2 | LBTS | 128 | 220V1P | 1 | 5 | -5 | LBTS21324-1A | LBTS21324 | System-LBTS21324-(-5)~5V-1/0.1/0.01/0.001A-128CH-220V1P-V2 Chassis Dimension (inch): 25W45D71H Single Phase Power Requirement: Voltage(VAC): 200~240 Max Power(VA): 2060 Max Current/Phase(A): 14 Circuit Breaker(A): 16 | Standing System | 4 | 8P7.62PHNX-F | 8P3.81PHNX-F | 366098 | 136858 | 32 | 32 | [6 empty] | YES | NO | NO | 0 | 0 | NO | NO | 4 | LBTS21324-1A 64CH | 2 |  |  |  | 77987 | 987221
923700 | System-LBTS21324-(-5)~5V-1/0.1/0.01/0.001A-64CH-64V-64T(PT100)-220V1P-V2 | LBTS | 64 | 220V1P | 1 | 5 | -5 | LBTS21324-1A | LBTS21324 | System-LBTS21324-(-5)~5V-1/0.1/0.01/0.001A-64CH-64V-64T(PT100)-220V1P-V2 Chassis Dimension (inch): 25W45D71H Single Phase Power Requirement: Voltage(VAC): 200~240 Max Power(VA): 1030 Max Current/Phase(A): 5 Circuit Breaker(A): 15 | Standing System | 2 | 8P7.62PHNX-F | 8P3.81PHNX-F | 366098 | 136858 | 16 | 16 | 8P2.5PHNX-F | 8P3.81WAGO-F | 32 | 16 |  |  | YES | NO | NO | 64 | 64 | YES | NO | 4 | LBTS21324-1A 64CH | 1 |  |  |  | 56133 | 987169
923702 | System-LBTS21324-(-5)~5V-1/0.1/0.01/0.001A-128CH-128V-128T(PT100)-220V1P-V2 | LBTS | 128 | 220V1P | 1 | 5 | -5 | LBTS21324-1A | LBTS21324 | System-LBTS21324-(-5)~5V-1/0.1/0.01/0.001A-128CH-128V-128T(PT100)-220V1P-V2 Chassis Dimension (inch): 25W45D71H Single Phase Power Requirement: Voltage(VAC): 200~240 Max Power(VA): 2060 Max Current/Phase(A): 10 Circuit Breaker(A): 15 | Standing System | 4 | 8P7.62PHNX-F | 8P3.81PHNX-F | 366098 | 136858 | 32 | 32 | 8P2.5PHNX-F | 8P3.81WAGO-F | 64 | 32 |  |  | YES | NO | NO | 128 | 128 | YES | NO | 4 | LBTS21324-1A 64CH | 2 |  |  |  | 102179 | 987170
923716 | SYSTEM-RBT41162H-(2~6)V-100A/25A-0.6KW32CH-19.2KW-(340~520)V3P/(200~240)V1P-Expandable | RBT4 | 32 | 480V3P/220V1P/380V3P | 100 | 6 | 2 | RBT4 6V 100A | RBT4116 | SYSTEM-RBT41162H-(2~6)V-100A/25A-0.6KW32CH-19.2KW-(340~520) V3P/(200~240)V1P-Expandable Chassis Dimension (inch): 25W45D71H Single Phase Power Requirement: Voltage(VAC): 200~240 Max Power(VA): 2000 Max Current/Phase(A): 10 Circuit Breaker(A): 15 Three Phase Power Requirement: Voltage(VAC): 340~520 Max Power(VA): 28700 Max Current/Phase(A): 44 Circuit Breaker(A): 50 | Standing System | 2 | 4P15PHNX-F | 8P5.08PHNX-F | 450400 | 333250 | 16 | 8 | [6 empty] | NO | YES | NO | 0 | 0 | NO | NO | 2 | RBT4 6V 100A 16CH | 2 |  |  |  | 76700 | 988787
923722 | System-LBT21084UC-0~10V-5/0.5/0.02/0.001A-48CH-208V3P-V101 | LBT | 48 | 110V1P/208V3P/480V3P | 5 | 10 | 0 | LBT21084 10V 5A | LBT21084UC | LBT21084UC-0~10V-5/0.5/0.02/0.001A-48CH-208V3P IV Module PN: 441974 Chassis Dimension(inch): 25W45D40H Three Phase Power Requirement: Voltage(VAC): 208 Max Power(VA): 4950 Max Current/Phase(A): 22 Circuit Breaker(A): 30 | Standing System | 6 | 4P5.08PHNX-F |  | 306170 |  | 48 | [7 empty] | YES | NO | NO | 0 | 0 | NO | NO | 4 | [5 empty] | 43412 | 989187
923724 | System-LBT21084UC-0~10V-5/0.5/0.02/0.001A-64CH-208V3P-V101 | LBT | 64 | 110V1P/208V3P/480V3P | 5 | 10 | 0 | LBT21084 10V 5A | LBT21084UC | LBT21084UC-0~10V-5/0.5/0.02/0.001A-64CH-208V3P IV Module PN: 441974 Chassis Dimension(inch): 25W45D51H Three Phase Power Requirement: Voltage(VAC): 208 Max Power(VA): 6200 Max Current/Phase(A): 24 Circuit Breaker(A): 30 | Standing System | 8 | 4P5.08PHNX-F |  | 306170 |  | 64 | [7 empty] | YES | NO | NO | 0 | 0 | NO | NO | 4 | [5 empty] | 56197 | 989188
923726 | System-LBT21084HC-0~5V-60/5/0.5/0.02A-56CH-208V3P-V101 | LBT | 56 | 110V1P/208V3P/480V3P | 60 | 5 | 0 | LBT21084 5V 60A | LBT21084HC | System-LBT21084HC-0~5V-60/5/0.5/0.02A-56CH-208V3P-923726 Chassis Dimension (inch): 38W45D61H Three Phase Power Requirement: Voltage(VAC): 208 Max Power(VA): 46200 Max Current/Phase(A): 129 Circuit Breaker(A): 160 | Standing System | 7 | 8P10.16PHNX-F | 8P3.81PHNX-F | 374578 | 136858 | 14 | 14 | [6 empty] | YES | NO | NO | 0 | 0 | NO | NO | 4 | [5 empty] | 119157 | 989387
923756 | System-LBT20084-(-5)~5V-0.2/0.01/0.001/0.0001A-104CH-110V1P-V101 | LBT | 104 | 110V1P/208V3P/480V3P | 0.2 | 5 | -5 | LBT20084 +/-5V 0.2A | LBT20084 | LBT20084-(-5)~5V-0.2/0.01/0.001/0.0001A-104CH-110V1P IV Module PN: 441976 Chassis Dimension(inch): 25W45D72H Single Phase Power Requirement: Voltage(VAC): 110 Max Power(VA): 1200 Max Current/Phase(A): 11 Circuit Breaker(A): 15 | Standing System | 13 | 4P5.08PHNX-F |  | 194922 |  | 104 | [7 empty] | YES | NO | NO | 0 | 0 | NO | NO | 4 | [5 empty] | 69315 | 992187
923758 | System-LBT20084-(-5)~5V-0.2/0.01/0.001/0.0001A-112CH-110V1P-V101 | LBT | 112 | 110V1P/208V3P/480V3P | 0.2 | 5 | -5 | LBT20084 +/-5V 0.2A | LBT20084 | LBT20084-(-5)~5V-0.2/0.01/0.001/0.0001A-112CH-110V1P IV Module PN: 441976 Chassis Dimension(inch): 25W45D72H Single Phase Power Requirement: Voltage(VAC): 110 Max Power(VA): 1200 Max Current/Phase(A): 11 Circuit Breaker(A): 15 | Standing System | 14 | 4P5.08PHNX-F |  | 194922 |  | 112 | [7 empty] | YES | NO | NO | 0 | 0 | NO | NO | 4 | [5 empty] | 74616 | 992188
923760 | System-LBT20162-(-5)~5V-0.1/0.01/0/0A-112CH-110V1P-V101 | LBT | 112 | 110V1P/208V3P/480V3P | 0.1 | 5 | -5 | LBT20162 +/-5V 0.1A | LBT20162 | LBT20162-(-5)~5V-0.1/0.01/0/0A-112CH-110V1P IV Module PN: 443894 Chassis Dimension(inch): 25W45D40H Single Phase Power Requirement: Voltage(VAC): 110 Max Power(VA): 1200 Max Current/Phase(A): 11 Circuit Breaker(A): 15 | Standing System | 7 | 16P3.81PHNX-F |  | 381546 |  | 28 | [7 empty] | YES | NO | NO | 0 | 0 | NO | NO | 2 | [5 empty] | 44225 | 992189
923762 | System-LBT20162-(-5)~5V-0.1/0.01/0/0A-128CH-110V1P-V101 | LBT | 128 | 110V1P/208V3P/480V3P | 0.1 | 5 | -5 | LBT20162 +/-5V 0.1A | LBT20162 | LBT20162-(-5)~5V-0.1/0.01/0/0A-128CH-110V1P IV Module PN: 443894 Chassis Dimension(inch): 25W45D51H Single Phase Power Requirement: Voltage(VAC): 110 Max Power(VA): 1200 Max Current/Phase(A): 11 Circuit Breaker(A): 15 | Standing System | 8 | 16P3.81PHNX-F |  | 381546 |  | 32 | [7 empty] | YES | NO | NO | 0 | 0 | NO | NO | 2 | [5 empty] | 50437 | 992190
923764 | System-LBT20162-(-5)~5V-0.1/0.01/0/0A-144CH-110V1P-V101 | LBT | 144 | 110V1P/208V3P/480V3P | 0.1 | 5 | -5 | LBT20162 +/-5V 0.1A | LBT20162 | LBT20162-(-5)~5V-0.1/0.01/0/0A-144CH-110V1P IV Module PN: 443894 Chassis Dimension(inch): 25W45D51H Single Phase Power Requirement: Voltage(VAC): 110 Max Power(VA): 1200 Max Current/Phase(A): 11 Circuit Breaker(A): 15 | Standing System | 9 | 16P3.81PHNX-F |  | 381546 |  | 36 | [7 empty] | YES | NO | NO | 0 | 0 | NO | NO | 2 | [5 empty] | 55570 | 992287
923766 | System-LBT20162-(-5)~5V-0.1/0.01/0/0A-160CH-110V1P-V101 | LBT | 160 | 110V1P/208V3P/480V3P | 0.1 | 5 | -5 | LBT20162 +/-5V 0.1A | LBT20162 | LBT20162-(-5)~5V-0.1/0.01/0/0A-160CH-110V1P IV Module PN: 443894 Chassis Dimension(inch): 25W45D51H Single Phase Power Requirement: Voltage(VAC): 110 Max Power(VA): 1200 Max Current/Phase(A): 11 Circuit Breaker(A): 15 | Standing System | 10 | 16P3.81PHNX-F |  | 381546 |  | 40 | [7 empty] | YES | NO | NO | 0 | 0 | NO | NO | 2 | [5 empty] | 60703 | 992288
923768 | System-LBT20162-(-5)~5V-0.1/0.01/0/0A-176CH-110V1P-V101 | LBT | 176 | 110V1P/208V3P/480V3P | 0.1 | 5 | -5 | LBT20162 +/-5V 0.1A | LBT20162 | LBT20162-(-5)~5V-0.1/0.01/0/0A-176CH-110V1P IV Module PN: 443894 Chassis Dimension(inch): 25W45D72H Single Phase Power Requirement: Voltage(VAC): 110 Max Power(VA): 1200 Max Current/Phase(A): 11 Circuit Breaker(A): 15 | Standing System | 11 | 16P3.81PHNX-F |  | 381546 |  | 44 | [7 empty] | YES | NO | NO | 0 | 0 | NO | NO | 2 | [5 empty] | 67542 | 992289
923770 | System-LBT20162-(-5)~5V-0.1/0.01/0/0A-208CH-110V1P-V101 | LBT | 208 | 110V1P/208V3P/480V3P | 0.1 | 5 | -5 | LBT20162 +/-5V 0.1A | LBT20162 | LBT20162-(-5)~5V-0.1/0.01/0/0A-208CH-110V1P IV Module PN: 443894 Chassis Dimension(inch): 25W45D72H Single Phase Power Requirement: Voltage(VAC): 110 Max Power(VA): 1200 Max Current/Phase(A): 11 Circuit Breaker(A): 15 | Standing System | 13 | 16P3.81PHNX-F |  | 381546 |  | 52 | [7 empty] | YES | NO | NO | 0 | 0 | NO | NO | 2 | [5 empty] | 77809 | 992290
923772 | System-LBT20162-(-5)~5V-0.1/0.01/0/0A-224CH-110V1P-V101 | LBT | 224 | 110V1P/208V3P/480V3P | 0.1 | 5 | -5 | LBT20162 +/-5V 0.1A | LBT20162 | LBT20162-(-5)~5V-0.1/0.01/0/0A-224CH-110V1P IV Module PN: 443894 Chassis Dimension(inch): 25W45D72H Single Phase Power Requirement: Voltage(VAC): 110 Max Power(VA): 1200 Max Current/Phase(A): 11 Circuit Breaker(A): 15 | Standing System | 14 | 16P3.81PHNX-F |  | 381546 |  | 56 | [7 empty] | YES | NO | NO | 0 | 0 | NO | NO | 2 | [5 empty] | 83762 | 992291
923774 | System-LBT20162-(-5)~5V-0.1/0.01/0/0A-240CH-110V1P-V101 | LBT | 240 | 110V1P/208V3P/480V3P | 0.1 | 5 | -5 | LBT20162 +/-5V 0.1A | LBT20162 | LBT20162-(-5)~5V-0.1/0.01/0/0A-240CH-110V1P IV Module PN: 443894 Chassis Dimension(inch): 25W45D72H Single Phase Power Requirement: Voltage(VAC): 110 Max Power(VA): 1200 Max Current/Phase(A): 11 Circuit Breaker(A): 15 | Standing System | 15 | 16P3.81PHNX-F |  | 381546 |  | 60 | [7 empty] | YES | NO | NO | 0 | 0 | NO | NO | 2 | [5 empty] | 88896 | 992191
923776 | System-LBT21162-(-5)~5V-1/0.1/0/0A-112CH-110V1P-V101 | LBT | 112 | 110V1P/208V3P/480V3P | 1 | 5 | -5 | LBT21162 +/-5V 1A | LBT21162 | LBT21162-(-5)~5V-1/0.1/0/0A-112CH-110V1P IV Module PN: 442946 Chassis Dimension(inch): 25W45D40H Single Phase Power Requirement: Voltage(VAC): 110 Max Power(VA): 2250 Max Current/Phase(A): 20 Circuit Breaker(A): 30 | Standing System | 7 | 16P3.81PHNX-F |  | 381546 |  | 28 | [7 empty] | YES | NO | NO | 0 | 0 | NO | NO | 2 | [5 empty] | 47359 | 992192
923778 | System-LBT21162-(-5)~5V-1/0.1/0/0A-144CH-110V1P-V101 | LBT | 144 | 110V1P/208V3P/480V3P | 1 | 5 | -5 | LBT21162 +/-5V 1A | LBT21162 | LBT21162-(-5)~5V-1/0.1/0/0A-144CH-110V1P IV Module PN: 442946 Chassis Dimension(inch): 25W45D51H Single Phase Power Requirement: Voltage(VAC): 110 Max Power(VA): 2550 Max Current/Phase(A): 23 Circuit Breaker(A): 30 | Standing System | 9 | 16P3.81PHNX-F |  | 381546 |  | 36 | [7 empty] | YES | NO | NO | 0 | 0 | NO | NO | 2 | [5 empty] | 58570 | 992292
923780 | System-LBT21162-(-5)~5V-1/0.1/0/0A-160CH-110V1P-V101 | LBT | 160 | 110V1P/208V3P/480V3P | 1 | 5 | -5 | LBT21162 +/-5V 1A | LBT21162 | LBT21162-(-5)~5V-1/0.1/0/0A-160CH-110V1P IV Module PN: 442946 Chassis Dimension(inch): 25W45D51H Single Phase Power Requirement: Voltage(VAC): 110 Max Power(VA): 2700 Max Current/Phase(A): 25 Circuit Breaker(A): 30 | Standing System | 10 | 16P3.81PHNX-F |  | 381546 |  | 40 | [7 empty] | YES | NO | NO | 0 | 0 | NO | NO | 2 | [5 empty] | 63637 | 992387
923782 | System-LBT21162-(-5)~5V-1/0.1/0/0A-176CH-110V1P-V101 | LBT | 176 | 110V1P/208V3P/480V3P | 1 | 5 | -5 | LBT21162 +/-5V 1A | LBT21162 | LBT21162-(-5)~5V-1/0.1/0/0A-176CH-110V1P IV Module PN: 442946 Chassis Dimension(inch): 25W45D72H Single Phase Power Requirement: Voltage(VAC): 110 Max Power(VA): 2850 Max Current/Phase(A): 26 Circuit Breaker(A): 30 | Standing System | 11 | 16P3.81PHNX-F |  | 381546 |  | 44 | [7 empty] | YES | NO | NO | 0 | 0 | NO | NO | 2 | [5 empty] | 72209 | 992293
923784 | System-LBT21162-(-5)~5V-1/0.1/0/0A-208CH-208V3P-V101 | LBT | 208 | 110V1P/208V3P/480V3P | 1 | 5 | -5 | LBT21162 +/-5V 1A | LBT21162 | LBT21162-(-5)~5V-1/0.1/0/0A-208CH-208V3P IV Module PN: 442946 Chassis Dimension(inch): 25W45D72H Three Phase Power Requirement: Voltage(VAC): 208 Max Power(VA): 4350 Max Current/Phase(A): 22 Circuit Breaker(A): 30 | Standing System | 13 | 16P3.81PHNX-F |  | 381546 |  | 52 | [7 empty] | YES | NO | NO | 0 | 0 | NO | NO | 2 | [5 empty] | 84829 | 992294
923786 | System-LBT21162-(-5)~5V-1/0.1/0/0A-32CH-110V1P-V101 | LBT | 32 | 110V1P/208V3P/480V3P | 1 | 5 | -5 | LBT21162 +/-5V 1A | LBT21162 | LBT21162-(-5)~5V-1/0.1/0/0A-32CH-110V1P IV Module PN: 442946 Chassis Dimension(inch): 16W17D13H Single Phase Power Requirement: Voltage(VAC): 110 Max Power(VA): 500 Max Current/Phase(A): 5 Circuit Breaker(A): 15 | Benchtop | 2 | 16P3.81PHNX-F |  | 381546 |  | 8 | [7 empty] | YES | NO | NO | 0 | 0 | NO | NO | 2 | [5 empty] | 13207 | 992388
923788 | System-LBT21162-0~5V-5/0.5/0/0A-176CH-208V3P-V101 | LBT | 176 | 110V1P/208V3P/480V3P | 5 | 5 | 0 | LBT21162 5V 5A | LBT21162 | LBT21162-0~5V-5/0.5/0/0A-176CH-208V3P IV Module PN: 430686 Chassis Dimension(inch): 25W45D72H Three Phase Power Requirement: Voltage(VAC): 208 Max Power(VA): 9450 Max Current/Phase(A): 31 Circuit Breaker(A): 50 | Standing System | 11 | 16P3.81PHNX-F |  | 381546 |  | 44 | [7 empty] | YES | NO | NO | 0 | 0 | NO | NO | 2 | [5 empty] | 83675 | 992389
923790 | System-LBT21162-0~5V-5/0.5/0/0A-208CH-208V3P-V101 | LBT | 208 | 110V1P/208V3P/480V3P | 5 | 5 | 0 | LBT21162 5V 5A | LBT21162 | LBT21162-0~5V-5/0.5/0/0A-208CH-208V3P IV Module PN: 430686 Chassis Dimension(inch): 25W45D72H Three Phase Power Requirement: Voltage(VAC): 208 Max Power(VA): 12150 Max Current/Phase(A): 40 Circuit Breaker(A): 50 | Standing System | 13 | 16P3.81PHNX-F |  | 381546 |  | 52 | [7 empty] | YES | NO | NO | 0 | 0 | NO | NO | 2 | [5 empty] | 99362 | 992295
923792 | System-LBT21084UC-(-5)~5V-1/0.05/0.002/0.0001A-104CH-110V1P-V101 | LBT | 104 | 110V1P/208V3P/480V3P | 1 | 5 | -5 | LBT21084 +/-5V 1A | LBT21084UC | LBT21084UC-(-5)~5V-1/0.05/0.002/0.0001A-104CH-110V1P IV Module PN: 441972 Chassis Dimension(inch): 25W45D72H Single Phase Power Requirement: Voltage(VAC): 110 Max Power(VA): 2175 Max Current/Phase(A): 20 Circuit Breaker(A): 30 | Standing System | 13 | 4P5.08PHNX-F |  | 306170 |  | 104 | [7 empty] | YES | NO | NO | 0 | 0 | NO | NO | 4 | [5 empty] | 70835 | 992487
923794 | System-LBT21084UC-(-5)~5V-1/0.05/0.002/0.0001A-88CH-110V1P-V101 | LBT | 88 | 110V1P/208V3P/480V3P | 1 | 5 | -5 | LBT21084 +/-5V 1A | LBT21084UC | LBT21084UC-(-5)~5V-1/0.05/0.002/0.0001A-88CH-110V1P IV Module PN: 441972 Chassis Dimension(inch): 25W45D72H Single Phase Power Requirement: Voltage(VAC): 110 Max Power(VA): 2025 Max Current/Phase(A): 18 Circuit Breaker(A): 30 | Standing System | 11 | 4P5.08PHNX-F |  | 306170 |  | 88 | [7 empty] | YES | NO | NO | 0 | 0 | NO | NO | 4 | [5 empty] | 62195 | 992296
923796 | System-LBT21084UC-(-5)~5V-1/0.05/0.002/0.0001A-112CH-110V1P-V101 | LBT | 112 | 110V1P/208V3P/480V3P | 1 | 5 | -5 | LBT21084 +/-5V 1A | LBT21084UC | LBT21084UC-(-5)~5V-1/0.05/0.002/0.0001A-112CH-110V1P IV Module PN: 441972 Chassis Dimension(inch): 25W45D72H Single Phase Power Requirement: Voltage(VAC): 110 Max Power(VA): 2250 Max Current/Phase(A): 20 Circuit Breaker(A): 30 | Standing System | 14 | 4P5.08PHNX-F |  | 306170 |  | 112 | [7 empty] | YES | NO | NO | 0 | 0 | NO | NO | 4 | [5 empty] | 75976 | 992390
923798 | System-LBT21084UC-(-5)~5V-1/0.05/0.002/0.0001A-120CH-110V1P-V101 | LBT | 120 | 110V1P/208V3P/480V3P | 1 | 5 | -5 | LBT21084 +/-5V 1A | LBT21084UC | LBT21084UC-(-5)~5V-1/0.05/0.002/0.0001A-120CH-110V1P IV Module PN: 441972 Chassis Dimension(inch): 25W45D72H Single Phase Power Requirement: Voltage(VAC): 110 Max Power(VA): 2325 Max Current/Phase(A): 21 Circuit Breaker(A): 30 | Standing System | 15 | 4P5.08PHNX-F |  | 306170 |  | 120 | [7 empty] | YES | NO | NO | 0 | 0 | NO | NO | 4 | [5 empty] | 80296 | 992297
923800 | System-LBT21084UC-(-5)~5V-5/0.5/0.02/0.001A-40CH-208V3P-V101 | LBT | 40 | 110V1P/208V3P/480V3P | 5 | 5 | -5 | LBT21084 +/-5V 5A | LBT21084UC | LBT21084UC-(-5)~5V-5/0.5/0.02/0.001A-40CH-208V3P IV Module PN: 441970 Chassis Dimension(inch): 25W45D40H Three Phase Power Requirement: Voltage(VAC): 208 Max Power(VA): 3075 Max Current/Phase(A): 22 Circuit Breaker(A): 30 | Standing System | 5 | 4P5.08PHNX-F |  | 306170 |  | 40 | [7 empty] | YES | NO | NO | 0 | 0 | NO | NO | 4 | [5 empty] | 35292 | 992193
923802 | System-LBT21084UC-(-5)~5V-5/0.5/0.02/0.001A-56CH-208V3P-V101 | LBT | 56 | 110V1P/208V3P/480V3P | 5 | 5 | -5 | LBT21084 +/-5V 5A | LBT21084UC | LBT21084UC-(-5)~5V-5/0.5/0.02/0.001A-56CH-208V3P IV Module PN: 441970 Chassis Dimension(inch): 25W45D51H Three Phase Power Requirement: Voltage(VAC): 208 Max Power(VA): 3825 Max Current/Phase(A): 22 Circuit Breaker(A): 30 | Standing System | 7 | 4P5.08PHNX-F |  | 306170 |  | 56 | [7 empty] | YES | NO | NO | 0 | 0 | NO | NO | 4 | [5 empty] | 46810 | 992587
923804 | System-LBT21084UC-(-5)~5V-5/0.5/0.02/0.001A-72CH-208V3P-V101 | LBT | 72 | 110V1P/208V3P/480V3P | 5 | 5 | -5 | LBT21084 +/-5V 5A | LBT21084UC | LBT21084UC-(-5)~5V-5/0.5/0.02/0.001A-72CH-208V3P IV Module PN: 441970 Chassis Dimension(inch): 25W45D51H Three Phase Power Requirement: Voltage(VAC): 208 Max Power(VA): 4575 Max Current/Phase(A): 22 Circuit Breaker(A): 30 | Standing System | 9 | 4P5.08PHNX-F |  | 306170 |  | 72 | [7 empty] | YES | NO | NO | 0 | 0 | NO | NO | 4 | [5 empty] | 57250 | 992391
923806 | System-LBT21084UC-(-5)~5V-5/0.5/0.02/0.001A-88CH-208V3P-V101 | LBT | 88 | 110V1P/208V3P/480V3P | 5 | 5 | -5 | LBT21084 +/-5V 5A | LBT21084UC | LBT21084UC-(-5)~5V-5/0.5/0.02/0.001A-88CH-208V3P IV Module PN: 441970 Chassis Dimension(inch): 25W45D72H Three Phase Power Requirement: Voltage(VAC): 208 Max Power(VA): 5325 Max Current/Phase(A): 22 Circuit Breaker(A): 30 | Standing System | 11 | 4P5.08PHNX-F |  | 306170 |  | 88 | [7 empty] | YES | NO | NO | 0 | 0 | NO | NO | 4 | [5 empty] | 69395 | 992687
923808 | System-LBT21084UC-(-5)~5V-5/0.5/0.02/0.001A-112CH-208V3P-V101 | LBT | 112 | 110V1P/208V3P/480V3P | 5 | 5 | -5 | LBT21084 +/-5V 5A | LBT21084UC | LBT21084UC-(-5)~5V-5/0.5/0.02/0.001A-112CH-208V3P IV Module PN: 441970 Chassis Dimension(inch): 25W45D72H Three Phase Power Requirement: Voltage(VAC): 208 Max Power(VA): 6450 Max Current/Phase(A): 24 Circuit Breaker(A): 30 | Standing System | 14 | 4P5.08PHNX-F |  | 306170 |  | 112 | [7 empty] | YES | NO | NO | 0 | 0 | NO | NO | 4 | [5 empty] | 84976 | 992298
923810 | System-LBT21084UC-(-5)~5V-5/0.5/0.02/0.001A-120CH-208V3P-V101 | LBT | 120 | 110V1P/208V3P/480V3P | 5 | 5 | -5 | LBT21084 +/-5V 5A | LBT21084UC | LBT21084UC-(-5)~5V-5/0.5/0.02/0.001A-120CH-208V3P IV Module PN: 441970 Chassis Dimension(inch): 25W45D72H Three Phase Power Requirement: Voltage(VAC): 208 Max Power(VA): 6825 Max Current/Phase(A): 24 Circuit Breaker(A): 30 | Standing System | 15 | 4P5.08PHNX-F |  | 306170 |  | 120 | [7 empty] | YES | NO | NO | 0 | 0 | NO | NO | 4 | [5 empty] | 91096 | 992392
923812 | System-LBT21084UC-(-5)~5V-5/0.5/0.02/0.001A-104CH-208V3P-V101 | LBT | 104 | 110V1P/208V3P/480V3P | 5 | 5 | -5 | LBT21084 +/-5V 5A | LBT21084UC | LBT21084UC-(-5)~5V-5/0.5/0.02/0.001A-104CH-208V3P IV Module PN: 441970 Chassis Dimension(inch): 25W45D72H Three Phase Power Requirement: Voltage(VAC): 208 Max Power(VA): 6075 Max Current/Phase(A): 24 Circuit Breaker(A): 30 | Standing System | 13 | 4P5.08PHNX-F |  | 306170 |  | 104 | [7 empty] | YES | NO | NO | 0 | 0 | NO | NO | 4 | [5 empty] | 80656 | 992299
923814 | System-LBT21084HC-(-5)~5V-10/0.5/0.02/0.001A-56CH-208V3P-V101 | LBT | 56 | 110V1P/208V3P/480V3P | 10 | 5 | -5 | LBT21084 +/-5V 10A | LBT21084HC | System-LBT21084HC-(-5)~5V-10/0.5/0.02/0.001A-56CH-208V3P-923814 Chassis Dimension (inch): 25W45D72H Three Phase Power Requirement: Voltage(VAC): 208 Max Power(VA): 8700 Max Current/Phase(A): 25 Circuit Breaker(A): 30 | Standing System | 7 | 8P10.16PHNX-F | 8P3.81PHNX-F | 374578 | 136858 | 14 | 14 | [6 empty] | YES | NO | NO | 0 | 0 | NO | NO | 4 | [5 empty] | 59809 | 992194
923816 | System-LBT21084HC-(-5)~5V-10/0.5/0.02/0.001A-64CH-208V3P-V101 | LBT | 64 | 110V1P/208V3P/480V3P | 10 | 5 | -5 | LBT21084 +/-5V 10A | LBT21084HC | System-LBT21084HC-(-5)~5V-10/0.5/0.02/0.001A-64CH-208V3P-923816 Chassis Dimension (inch): 25W45D72H Three Phase Power Requirement: Voltage(VAC): 208 Max Power(VA): 9772 Max Current/Phase(A): 28 Circuit Breaker(A): 50 | Standing System | 8 | 8P10.16PHNX-F | 8P3.81PHNX-F | 374578 | 136858 | 16 | 16 | [6 empty] | YES | NO | NO | 0 | 0 | NO | NO | 4 | [5 empty] | 67162 | 992393
923818 | System-LBT21084HC-(-5)~5V-10/0.5/0.02/0.001A-72CH-208V3P-V101 | LBT | 72 | 110V1P/208V3P/480V3P | 10 | 5 | -5 | LBT21084 +/-5V 10A | LBT21084HC | System-LBT21084HC-(-5)~5V-10/0.5/0.02/0.001A-72CH-208V3P-923818 Chassis Dimension (inch): 38W45D51H Three Phase Power Requirement: Voltage(VAC): 208 Max Power(VA): 10843 Max Current/Phase(A): 31 Circuit Breaker(A): 50 | Standing System | 9 | 8P10.16PHNX-F | 8P3.81PHNX-F | 374578 | 136858 | 18 | 18 | [6 empty] | YES | NO | NO | 0 | 0 | NO | NO | 4 | [5 empty] | 80908 | 992300
923820 | System-LBT21084HC-(-5)~5V-10/0.5/0.02/0.001A-80CH-208V3P-V101 | LBT | 80 | 110V1P/208V3P/480V3P | 10 | 5 | -5 | LBT21084 +/-5V 10A | LBT21084HC | System-LBT21084HC-(-5)~5V-10/0.5/0.02/0.001A-80CH-208V3P-923820 Chassis Dimension (inch): 38W45D51H Three Phase Power Requirement: Voltage(VAC): 208 Max Power(VA): 11915 Max Current/Phase(A): 34 Circuit Breaker(A): 50 | Standing System | 10 | 8P10.16PHNX-F | 8P3.81PHNX-F | 374578 | 136858 | 20 | 20 | [6 empty] | YES | NO | NO | 0 | 0 | NO | NO | 4 | [5 empty] | 86975 | 992301
923822 | System-LBT21084HC-(-5)~5V-10/0.5/0.02/0.001A-88CH-208V3P-V101 | LBT | 88 | 110V1P/208V3P/480V3P | 10 | 5 | -5 | LBT21084 +/-5V 10A | LBT21084HC | System-LBT21084HC-(-5)~5V-10/0.5/0.02/0.001A-88CH-208V3P-923822 Chassis Dimension (inch): 38W45D51H Three Phase Power Requirement: Voltage(VAC): 208 Max Power(VA): 12986 Max Current/Phase(A): 37 Circuit Breaker(A): 50 | Standing System | 11 | 8P10.16PHNX-F | 8P3.81PHNX-F | 374578 | 136858 | 22 | 22 | [6 empty] | YES | NO | NO | 0 | 0 | NO | NO | 4 | [5 empty] | 95575 | 992195
923824 | System-LBT21084HC-(-5)~5V-10/0.5/0.02/0.001A-88CH-480V3P-V101 | LBT | 88 | 110V1P/208V3P/480V3P | 10 | 5 | -5 | LBT21084 +/-5V 10A | LBT21084HC | System-LBT21084HC-(-5)~5V-10/0.5/0.02/0.001A-88CH-480V3P-923824 Chassis Dimension (inch): 38W45D51H Single Phase Power Requirement: Voltage(VAC): 220 Max Power(VA): 2400 Max Current/Phase(A): 11 Circuit Breaker(A): 15 Three Phase Power Requirement: Voltage(VAC): 480 Max Power(VA): 11786 Max Current/Phase(A): 15 Circuit Breaker(A): 20 | Standing System | 11 | 8P10.16PHNX-F | 8P3.81PHNX-F | 374578 | 136858 | 22 | 22 | [6 empty] | YES | NO | NO | 0 | 0 | NO | NO | 4 | [5 empty] | 94241 | 992196
923826 | System-LBT21084HC-(-5)~5V-10/0.5/0.02/0.001A-104CH-208V3P-V101 | LBT | 104 | 110V1P/208V3P/480V3P | 10 | 5 | -5 | LBT21084 +/-5V 10A | LBT21084HC | System-LBT21084HC-(-5)~5V-10/0.5/0.02/0.001A-104CH-208V3P-923826 Chassis Dimension (inch): 38W45D61H Three Phase Power Requirement: Voltage(VAC): 208 Max Power(VA): 15129 Max Current/Phase(A): 42 Circuit Breaker(A): 50 | Standing System | 13 | 8P10.16PHNX-F | 8P3.81PHNX-F | 374578 | 136858 | 26 | 26 | [6 empty] | YES | NO | NO | 0 | 0 | NO | NO | 4 | [5 empty] | 109070 | 992302
923828 | System-LBT21084HC-(-5)~5V-10/0.5/0.02/0.001A-104CH-480V3P-V101 | LBT | 104 | 110V1P/208V3P/480V3P | 10 | 5 | -5 | LBT21084 +/-5V 10A | LBT21084HC | System-LBT21084HC-(-5)~5V-10/0.5/0.02/0.001A-104CH-480V3P-923828 Chassis Dimension (inch): 38W45D61H Single Phase Power Requirement: Voltage(VAC): 220 Max Power(VA): 2400 Max Current/Phase(A): 11 Circuit Breaker(A): 15 Three Phase Power Requirement: Voltage(VAC): 480 Max Power(VA): 13929 Max Current/Phase(A): 17 Circuit Breaker(A): 20 | Standing System | 13 | 8P10.16PHNX-F | 8P3.81PHNX-F | 374578 | 136858 | 26 | 26 | [6 empty] | YES | NO | NO | 0 | 0 | NO | NO | 4 | [5 empty] | 107737 | 992303
923830 | System-LBT21084HC-(-5)~5V-10/0.5/0.02/0.001A-112CH-208V3P-V101 | LBT | 112 | 110V1P/208V3P/480V3P | 10 | 5 | -5 | LBT21084 +/-5V 10A | LBT21084HC | System-LBT21084HC-(-5)~5V-10/0.5/0.02/0.001A-112CH-208V3P-923830 Chassis Dimension (inch): 38W45D61H Three Phase Power Requirement: Voltage(VAC): 208 Max Power(VA): 16200 Max Current/Phase(A): 45 Circuit Breaker(A): 50 | Standing System | 14 | 8P10.16PHNX-F | 8P3.81PHNX-F | 374578 | 136858 | 28 | 28 | [6 empty] | YES | NO | NO | 0 | 0 | NO | NO | 4 | [5 empty] | 115137 | 992394
923832 | System-LBT21084HC-(-5)~5V-10/0.5/0.02/0.001A-112CH-480V3P-V101 | LBT | 112 | 110V1P/208V3P/480V3P | 10 | 5 | -5 | LBT21084 +/-5V 10A | LBT21084HC | System-LBT21084HC-(-5)~5V-10/0.5/0.02/0.001A-112CH-480V3P-923832 Chassis Dimension (inch): 38W45D61H Single Phase Power Requirement: Voltage(VAC): 220 Max Power(VA): 2400 Max Current/Phase(A): 11 Circuit Breaker(A): 15 Three Phase Power Requirement: Voltage(VAC): 480 Max Power(VA): 15000 Max Current/Phase(A): 19 Circuit Breaker(A): 30 | Standing System | 14 | 8P10.16PHNX-F | 8P3.81PHNX-F | 374578 | 136858 | 28 | 28 | [6 empty] | YES | NO | NO | 0 | 0 | NO | NO | 4 | [5 empty] | 113804 | 992304
923834 | System-LBT21084HC-(-5)~5V-10/0.5/0.02/0.001A-120CH-208V3P-V101 | LBT | 120 | 110V1P/208V3P/480V3P | 10 | 5 | -5 | LBT21084 +/-5V 10A | LBT21084HC | System-LBT21084HC-(-5)~5V-10/0.5/0.02/0.001A-120CH-208V3P-923834 Chassis Dimension (inch): 38W45D61H Three Phase Power Requirement: Voltage(VAC): 208 Max Power(VA): 17272 Max Current/Phase(A): 48 Circuit Breaker(A): 63 | Standing System | 15 | 8P10.16PHNX-F | 8P3.81PHNX-F | 374578 | 136858 | 30 | 30 | [6 empty] | YES | NO | NO | 0 | 0 | NO | NO | 4 | [5 empty] | 122137 | 992305
923836 | System-LBT21084HC-(-5)~5V-10/0.5/0.02/0.001A-120CH-480V3P-V101 | LBT | 120 | 110V1P/208V3P/480V3P | 10 | 5 | -5 | LBT21084 +/-5V 10A | LBT21084HC | System-LBT21084HC-(-5)~5V-10/0.5/0.02/0.001A-120CH-480V3P-923836 Chassis Dimension (inch): 38W45D61H Single Phase Power Requirement: Voltage(VAC): 220 Max Power(VA): 4000 Max Current/Phase(A): 18 Circuit Breaker(A): 20 Three Phase Power Requirement: Voltage(VAC): 480 Max Power(VA): 16072 Max Current/Phase(A): 20 Circuit Breaker(A): 30 | Standing System | 15 | 8P10.16PHNX-F | 8P3.81PHNX-F | 374578 | 136858 | 30 | 30 | [6 empty] | YES | NO | NO | 0 | 0 | NO | NO | 4 | [5 empty] | 120804 | 992306
923838 | System-LBT21084UC-0~5V-10/0.5/0.02/0.001A-88CH-208V3P-V101 | LBT | 88 | 110V1P/208V3P/480V3P | 10 | 5 | 0 | LBT21084 5V 10A | LBT21084UC | LBT21084UC-0~5V-10/0.5/0.02/0.001A-88CH-208V3P IV Module PN: 441968 Chassis Dimension(inch): 25W45D72H Three Phase Power Requirement: Voltage(VAC): 208 Max Power(VA): 9450 Max Current/Phase(A): 31 Circuit Breaker(A): 50 | Standing System | 11 | 4P5.08PHNX-F |  | 306170 |  | 88 | [7 empty] | YES | NO | NO | 0 | 0 | NO | NO | 4 | [5 empty] | 75462 | 992787
923840 | System-LBT21084UC-0~5V-10/0.5/0.02/0.001A-104CH-208V3P-V101 | LBT | 104 | 110V1P/208V3P/480V3P | 10 | 5 | 0 | LBT21084 5V 10A | LBT21084UC | LBT21084UC-0~5V-10/0.5/0.02/0.001A-104CH-208V3P IV Module PN: 441968 Chassis Dimension(inch): 25W45D72H Three Phase Power Requirement: Voltage(VAC): 208 Max Power(VA): 10950 Max Current/Phase(A): 40 Circuit Breaker(A): 50 | Standing System | 13 | 4P5.08PHNX-F |  | 306170 |  | 104 | [7 empty] | YES | NO | NO | 0 | 0 | NO | NO | 4 | [5 empty] | 87989 | 992307
923842 | System-LBT21084UC-0~5V-10/0.5/0.02/0.001A-112CH-208V3P-V101 | LBT | 112 | 110V1P/208V3P/480V3P | 10 | 5 | 0 | LBT21084 5V 10A | LBT21084UC | LBT21084UC-0~5V-10/0.5/0.02/0.001A-112CH-208V3P IV Module PN: 441968 Chassis Dimension(inch): 25W45D72H Three Phase Power Requirement: Voltage(VAC): 208 Max Power(VA): 11700 Max Current/Phase(A): 40 Circuit Breaker(A): 50 | Standing System | 14 | 4P5.08PHNX-F |  | 306170 |  | 112 | [7 empty] | YES | NO | NO | 0 | 0 | NO | NO | 4 | [5 empty] | 93842 | 992887
923844 | System-LBT21084HC-0~5V-20/5/0/0A-40CH-208V3P-V101 | LBT | 40 | 110V1P/208V3P/480V3P | 20 | 5 | 0 | LBT21084 5V 20A | LBT21084HC | System-LBT21084HC-0~5V-20/5/0/0A-40CH-208V3P-923844 Chassis Dimension (inch): 25W45D72H Three Phase Power Requirement: Voltage(VAC): 208 Max Power(VA): 11915 Max Current/Phase(A): 34 Circuit Breaker(A): 50 | Standing System | 5 | 8P10.16PHNX-F | 8P3.81PHNX-F | 374578 | 136858 | 10 | 10 | [6 empty] | YES | NO | NO | 0 | 0 | NO | NO | 4 | [5 empty] | 55009 | 992197
923846 | System-LBT21084HC-0~5V-20/5/0/0A-48CH-208V3P-V101 | LBT | 48 | 110V1P/208V3P/480V3P | 20 | 5 | 0 | LBT21084 5V 20A | LBT21084HC | System-LBT21084HC-0~5V-20/5/0/0A-48CH-208V3P-923846 Chassis Dimension (inch): 25W45D72H Three Phase Power Requirement: Voltage(VAC): 208 Max Power(VA): 14058 Max Current/Phase(A): 40 Circuit Breaker(A): 50 | Standing System | 6 | 8P10.16PHNX-F | 8P3.81PHNX-F | 374578 | 136858 | 12 | 12 | [6 empty] | YES | NO | NO | 0 | 0 | NO | NO | 4 | [5 empty] | 61696 | 992395
923848 | System-LBT21084HC-0~5V-20/5/0/0A-48CH-480V3P-V101 | LBT | 48 | 110V1P/208V3P/480V3P | 20 | 5 | 0 | LBT21084 5V 20A | LBT21084HC | System-LBT21084HC-0~5V-20/5/0/0A-48CH-480V3P-923848 Chassis Dimension (inch): 25W45D72H Single Phase Power Requirement: Voltage(VAC): 220 Max Power(VA): 1200 Max Current/Phase(A): 5 Circuit Breaker(A): 15 Three Phase Power Requirement: Voltage(VAC): 480 Max Power(VA): 12858 Max Current/Phase(A): 16 Circuit Breaker(A): 20 | Standing System | 6 | 8P10.16PHNX-F | 8P3.81PHNX-F | 374578 | 136858 | 12 | 12 | [6 empty] | YES | NO | NO | 0 | 0 | NO | NO | 4 | [5 empty] | 61696 | 992488
923850 | System-LBT21084HC-0~5V-20/5/0/0A-56CH-208V3P-V101 | LBT | 56 | 110V1P/208V3P/480V3P | 20 | 5 | 0 | LBT21084 5V 20A | LBT21084HC | System-LBT21084HC-0~5V-20/5/0/0A-56CH-208V3P-923850 Chassis Dimension (inch): 25W45D72H Three Phase Power Requirement: Voltage(VAC): 208 Max Power(VA): 16200 Max Current/Phase(A): 45 Circuit Breaker(A): 50 | Standing System | 7 | 8P10.16PHNX-F | 8P3.81PHNX-F | 374578 | 136858 | 14 | 14 | [6 empty] | YES | NO | NO | 0 | 0 | NO | NO | 4 | [5 empty] | 68029 | 992308
923852 | System-LBT21084HC-0~5V-20/5/0/0A-56CH-480V3P-V101 | LBT | 56 | 110V1P/208V3P/480V3P | 20 | 5 | 0 | LBT21084 5V 20A | LBT21084HC | System-LBT21084HC-0~5V-20/5/0/0A-56CH-480V3P-923852 Chassis Dimension (inch): 25W45D72H Single Phase Power Requirement: Voltage(VAC): 220 Max Power(VA): 2000 Max Current/Phase(A): 9 Circuit Breaker(A): 15 Three Phase Power Requirement: Voltage(VAC): 480 Max Power(VA): 15000 Max Current/Phase(A): 19 Circuit Breaker(A): 30 | Standing System | 7 | 8P10.16PHNX-F | 8P3.81PHNX-F | 374578 | 136858 | 14 | 14 | [6 empty] | YES | NO | NO | 0 | 0 | NO | NO | 4 | [5 empty] | 68029 | 992396
923854 | System-LBT21084HC-0~5V-20/5/0/0A-64CH-480V3P-V101 | LBT | 64 | 110V1P/208V3P/480V3P | 20 | 5 | 0 | LBT21084 5V 20A | LBT21084HC | System-LBT21084HC-0~5V-20/5/0/0A-64CH-480V3P-923854 Chassis Dimension (inch): 38W45D51H Single Phase Power Requirement: Voltage(VAC): 220 Max Power(VA): 2000 Max Current/Phase(A): 9 Circuit Breaker(A): 15 Three Phase Power Requirement: Voltage(VAC): 480 Max Power(VA): 17143 Max Current/Phase(A): 21 Circuit Breaker(A): 30 | Standing System | 8 | 8P10.16PHNX-F | 8P3.81PHNX-F | 374578 | 136858 | 16 | 16 | [6 empty] | YES | NO | NO | 0 | 0 | NO | NO | 4 | [5 empty] | 73908 | 992309
923856 | System-LBT21084HC-0~5V-20/5/0/0A-72CH-208V3P-V101 | LBT | 72 | 110V1P/208V3P/480V3P | 20 | 5 | 0 | LBT21084 5V 20A | LBT21084HC | System-LBT21084HC-0~5V-20/5/0/0A-72CH-208V3P-923856 Chassis Dimension (inch): 38W45D51H Three Phase Power Requirement: Voltage(VAC): 208 Max Power(VA): 20486 Max Current/Phase(A): 57 Circuit Breaker(A): 63 | Standing System | 9 | 8P10.16PHNX-F | 8P3.81PHNX-F | 374578 | 136858 | 18 | 18 | [6 empty] | YES | NO | NO | 0 | 0 | NO | NO | 4 | [5 empty] | 87775 | 992397
923858 | System-LBT21084HC-0~5V-20/5/0/0A-72CH-480V3P-V101 | LBT | 72 | 110V1P/208V3P/480V3P | 20 | 5 | 0 | LBT21084 5V 20A | LBT21084HC | System-LBT21084HC-0~5V-20/5/0/0A-72CH-480V3P-923858 Chassis Dimension (inch): 38W45D51H Single Phase Power Requirement: Voltage(VAC): 220 Max Power(VA): 2000 Max Current/Phase(A): 9 Circuit Breaker(A): 15 Three Phase Power Requirement: Voltage(VAC): 480 Max Power(VA): 19286 Max Current/Phase(A): 24 Circuit Breaker(A): 30 | Standing System | 9 | 8P10.16PHNX-F | 8P3.81PHNX-F | 374578 | 136858 | 18 | 18 | [6 empty] | YES | NO | NO | 0 | 0 | NO | NO | 4 | [5 empty] | 87775 | 992310
923860 | System-LBT21084HC-0~5V-20/5/0/0A-80CH-208V3P-V101 | LBT | 80 | 110V1P/208V3P/480V3P | 20 | 5 | 0 | LBT21084 5V 20A | LBT21084HC | System-LBT21084HC-0~5V-20/5/0/0A-80CH-208V3P-923860 Chassis Dimension (inch): 38W45D51H Three Phase Power Requirement: Voltage(VAC): 208 Max Power(VA): 22629 Max Current/Phase(A): 63 Circuit Breaker(A): 80 | Standing System | 10 | 8P10.16PHNX-F | 8P3.81PHNX-F | 374578 | 136858 | 20 | 20 | [6 empty] | YES | NO | NO | 0 | 0 | NO | NO | 4 | [5 empty] | 93641 | 992311
923862 | System-LBT21084HC-0~5V-20/5/0/0A-80CH-480V3P-V101 | LBT | 80 | 110V1P/208V3P/480V3P | 20 | 5 | 0 | LBT21084 5V 20A | LBT21084HC | System-LBT21084HC-0~5V-20/5/0/0A-80CH-480V3P-923862 Chassis Dimension (inch): 38W45D51H Single Phase Power Requirement: Voltage(VAC): 220 Max Power(VA): 2000 Max Current/Phase(A): 9 Circuit Breaker(A): 15 Three Phase Power Requirement: Voltage(VAC): 480 Max Power(VA): 21429 Max Current/Phase(A): 26 Circuit Breaker(A): 30 | Standing System | 10 | 8P10.16PHNX-F | 8P3.81PHNX-F | 374578 | 136858 | 20 | 20 | [6 empty] | YES | NO | NO | 0 | 0 | NO | NO | 4 | [5 empty] | 93641 | 992198
923864 | System-LBT21084HC-0~5V-20/5/0/0A-88CH-208V3P-V101 | LBT | 88 | 110V1P/208V3P/480V3P | 20 | 5 | 0 | LBT21084 5V 20A | LBT21084HC | System-LBT21084HC-0~5V-20/5/0/0A-88CH-208V3P-923864 Chassis Dimension (inch): 38W45D61H Three Phase Power Requirement: Voltage(VAC): 208 Max Power(VA): 24772 Max Current/Phase(A): 69 Circuit Breaker(A): 80 | Standing System | 11 | 8P10.16PHNX-F | 8P3.81PHNX-F | 374578 | 136858 | 22 | 22 | [6 empty] | YES | NO | NO | 0 | 0 | NO | NO | 4 | [5 empty] | 103404 | 992398
923866 | System-LBT21084HC-0~5V-20/5/0/0A-88CH-480V3P-V101 | LBT | 88 | 110V1P/208V3P/480V3P | 20 | 5 | 0 | LBT21084 5V 20A | LBT21084HC | System-LBT21084HC-0~5V-20/5/0/0A-88CH-480V3P-923866 Chassis Dimension (inch): 38W45D61H Single Phase Power Requirement: Voltage(VAC): 220 Max Power(VA): 2400 Max Current/Phase(A): 11 Circuit Breaker(A): 15 Three Phase Power Requirement: Voltage(VAC): 480 Max Power(VA): 23572 Max Current/Phase(A): 29 Circuit Breaker(A): 50 | Standing System | 11 | 8P10.16PHNX-F | 8P3.81PHNX-F | 374578 | 136858 | 22 | 22 | [6 empty] | YES | NO | NO | 0 | 0 | NO | NO | 4 | [5 empty] | 103404 | 992312
923868 | System-LBT21084HC-0~5V-20/5/0/0A-96CH-480V3P-V101 | LBT | 96 | 110V1P/208V3P/480V3P | 20 | 5 | 0 | LBT21084 5V 20A | LBT21084HC | System-LBT21084HC-0~5V-20/5/0/0A-96CH-480V3P-923868 Chassis Dimension (inch): 38W45D61H Single Phase Power Requirement: Voltage(VAC): 220 Max Power(VA): 2400 Max Current/Phase(A): 11 Circuit Breaker(A): 15 Three Phase Power Requirement: Voltage(VAC): 480 Max Power(VA): 25715 Max Current/Phase(A): 31 Circuit Breaker(A): 50 | Standing System | 12 | 8P10.16PHNX-F | 8P3.81PHNX-F | 374578 | 136858 | 24 | 24 | [6 empty] | YES | NO | NO | 0 | 0 | NO | NO | 4 | [5 empty] | 109270 | 992313
923870 | System-LBT21084HC-0~5V-20/5/0/0A-104CH-208V3P-V101 | LBT | 104 | 110V1P/208V3P/480V3P | 20 | 5 | 0 | LBT21084 5V 20A | LBT21084HC | System-LBT21084HC-0~5V-20/5/0/0A-104CH-208V3P-923870 Chassis Dimension (inch): 38W45D72H Three Phase Power Requirement: Voltage(VAC): 208 Max Power(VA): 29058 Max Current/Phase(A): 81 Circuit Breaker(A): 100 | Standing System | 13 | 8P10.16PHNX-F | 8P3.81PHNX-F | 374578 | 136858 | 26 | 26 | [6 empty] | YES | NO | NO | 0 | 0 | NO | NO | 4 | [5 empty] | 124330 | 992314
923872 | System-LBT21084HC-0~5V-20/5/0/0A-104CH-480V3P-V101 | LBT | 104 | 110V1P/208V3P/480V3P | 20 | 5 | 0 | LBT21084 5V 20A | LBT21084HC | System-LBT21084HC-0~5V-20/5/0/0A-104CH-480V3P-923872 Chassis Dimension (inch): 38W45D72H Single Phase Power Requirement: Voltage(VAC): 220 Max Power(VA): 2400 Max Current/Phase(A): 11 Circuit Breaker(A): 15 Three Phase Power Requirement: Voltage(VAC): 480 Max Power(VA): 27858 Max Current/Phase(A): 34 Circuit Breaker(A): 50 | Standing System | 13 | 8P10.16PHNX-F | 8P3.81PHNX-F | 374578 | 136858 | 26 | 26 | [6 empty] | YES | NO | NO | 0 | 0 | NO | NO | 4 | [5 empty] | 124330 | 992399
923874 | System-LBT21084HC-0~5V-20/5/0/0A-112CH-208V3P-V101 | LBT | 112 | 110V1P/208V3P/480V3P | 20 | 5 | 0 | LBT21084 5V 20A | LBT21084HC | System-LBT21084HC-0~5V-20/5/0/0A-112CH-208V3P-923874 Chassis Dimension (inch): 38W45D72H Three Phase Power Requirement: Voltage(VAC): 208 Max Power(VA): 31200 Max Current/Phase(A): 87 Circuit Breaker(A): 100 | Standing System | 14 | 8P10.16PHNX-F | 8P3.81PHNX-F | 374578 | 136858 | 28 | 28 | [6 empty] | YES | NO | NO | 0 | 0 | NO | NO | 4 | [5 empty] | 131130 | 992315
923876 | System-LBT21084HC-0~5V-20/5/0/0A-112CH-480V3P-V101 | LBT | 112 | 110V1P/208V3P/480V3P | 20 | 5 | 0 | LBT21084 5V 20A | LBT21084HC | System-LBT21084HC-0~5V-20/5/0/0A-112CH-480V3P-923876 Chassis Dimension (inch): 38W45D72H Single Phase Power Requirement: Voltage(VAC): 220 Max Power(VA): 4000 Max Current/Phase(A): 18 Circuit Breaker(A): 20 Three Phase Power Requirement: Voltage(VAC): 480 Max Power(VA): 30000 Max Current/Phase(A): 37 Circuit Breaker(A): 50 | Standing System | 14 | 8P10.16PHNX-F | 8P3.81PHNX-F | 374578 | 136858 | 28 | 28 | [6 empty] | YES | NO | NO | 0 | 0 | NO | NO | 4 | [5 empty] | 131130 | 992316
923878 | System-LBT21084HC-0~5V-20/5/0/0A-120CH-208V3P-V101 | LBT | 120 | 110V1P/208V3P/480V3P | 20 | 5 | 0 | LBT21084 5V 20A | LBT21084HC | System-LBT21084HC-0~5V-20/5/0/0A-120CH-208V3P-923878 Chassis Dimension (inch): 38W45D72H Three Phase Power Requirement: Voltage(VAC): 208 Max Power(VA): 33343 Max Current/Phase(A): 93 Circuit Breaker(A): 125 | Standing System | 15 | 8P10.16PHNX-F | 8P3.81PHNX-F | 374578 | 136858 | 30 | 30 | [6 empty] | YES | NO | NO | 0 | 0 | NO | NO | 4 | [5 empty] | 136997 | 992317
923880 | System-LBT21084HC-0~5V-20/5/0/0A-120CH-480V3P-V101 | LBT | 120 | 110V1P/208V3P/480V3P | 20 | 5 | 0 | LBT21084 5V 20A | LBT21084HC | System-LBT21084HC-0~5V-20/5/0/0A-120CH-480V3P-923880 Chassis Dimension (inch): 38W45D72H Single Phase Power Requirement: Voltage(VAC): 220 Max Power(VA): 4000 Max Current/Phase(A): 18 Circuit Breaker(A): 20 Three Phase Power Requirement: Voltage(VAC): 480 Max Power(VA): 32143 Max Current/Phase(A): 39 Circuit Breaker(A): 50 | Standing System | 15 | 8P10.16PHNX-F | 8P3.81PHNX-F | 374578 | 136858 | 30 | 30 | [6 empty] | YES | NO | NO | 0 | 0 | NO | NO | 4 | [5 empty] | 136997 | 992489
923882 | System-LBT21084UC-0~10V-5/0.5/0.02/0.001A-40CH-208V3P-V101 | LBT | 40 | 110V1P/208V3P/480V3P | 5 | 10 | 0 | LBT21084 10V 5A | LBT21084UC | LBT21084UC-0~10V-5/0.5/0.02/0.001A-40CH-208V3P IV Module PN: 441974 Chassis Dimension(inch): 25W45D40H Three Phase Power Requirement: Voltage(VAC): 208 Max Power(VA): 4325 Max Current/Phase(A): 22 Circuit Breaker(A): 30 | Standing System | 5 | 4P5.08PHNX-F |  | 306170 |  | 40 | [7 empty] | YES | NO | NO | 0 | 0 | NO | NO | 4 | [5 empty] | 37559 | 992318
923884 | System-LBT21084UC-0~10V-5/0.5/0.02/0.001A-56CH-208V3P-V101 | LBT | 56 | 110V1P/208V3P/480V3P | 5 | 10 | 0 | LBT21084 10V 5A | LBT21084UC | LBT21084UC-0~10V-5/0.5/0.02/0.001A-56CH-208V3P IV Module PN: 441974 Chassis Dimension(inch): 25W45D51H Three Phase Power Requirement: Voltage(VAC): 208 Max Power(VA): 5575 Max Current/Phase(A): 24 Circuit Breaker(A): 30 | Standing System | 7 | 4P5.08PHNX-F |  | 306170 |  | 56 | [7 empty] | YES | NO | NO | 0 | 0 | NO | NO | 4 | [5 empty] | 50343 | 992400
923886 | System-LBT21084UC-0~10V-5/0.5/0.02/0.001A-72CH-208V3P-V101 | LBT | 72 | 110V1P/208V3P/480V3P | 5 | 10 | 0 | LBT21084 10V 5A | LBT21084UC | LBT21084UC-0~10V-5/0.5/0.02/0.001A-72CH-208V3P IV Module PN: 441974 Chassis Dimension(inch): 25W45D51H Three Phase Power Requirement: Voltage(VAC): 208 Max Power(VA): 6825 Max Current/Phase(A): 24 Circuit Breaker(A): 30 | Standing System | 9 | 4P5.08PHNX-F |  | 306170 |  | 72 | [7 empty] | YES | NO | NO | 0 | 0 | NO | NO | 4 | [5 empty] | 62050 | 992319
923888 | System-LBT21084UC-0~10V-5/0.5/0.02/0.001A-80CH-208V3P-V101 | LBT | 80 | 110V1P/208V3P/480V3P | 5 | 10 | 0 | LBT21084 10V 5A | LBT21084UC | LBT21084UC-0~10V-5/0.5/0.02/0.001A-80CH-208V3P IV Module PN: 441974 Chassis Dimension(inch): 25W45D72H Three Phase Power Requirement: Voltage(VAC): 208 Max Power(VA): 7450 Max Current/Phase(A): 31 Circuit Breaker(A): 50 | Standing System | 10 | 4P5.08PHNX-F |  | 306170 |  | 80 | [7 empty] | YES | NO | NO | 0 | 0 | NO | NO | 4 | [5 empty] | 69609 | 992320
923890 | System-LBT21084UC-0~10V-5/0.5/0.02/0.001A-88CH-208V3P-V101 | LBT | 88 | 110V1P/208V3P/480V3P | 5 | 10 | 0 | LBT21084 10V 5A | LBT21084UC | LBT21084UC-0~10V-5/0.5/0.02/0.001A-88CH-208V3P IV Module PN: 441974 Chassis Dimension(inch): 25W45D72H Three Phase Power Requirement: Voltage(VAC): 208 Max Power(VA): 8075 Max Current/Phase(A): 31 Circuit Breaker(A): 50 | Standing System | 11 | 4P5.08PHNX-F |  | 306170 |  | 88 | [7 empty] | YES | NO | NO | 0 | 0 | NO | NO | 4 | [5 empty] | 75462 | 992321
923892 | System-LBT21084UC-0~10V-5/0.5/0.02/0.001A-96CH-208V3P-V101 | LBT | 96 | 110V1P/208V3P/480V3P | 5 | 10 | 0 | LBT21084 10V 5A | LBT21084UC | LBT21084UC-0~10V-5/0.5/0.02/0.001A-96CH-208V3P IV Module PN: 441974 Chassis Dimension(inch): 25W45D72H Three Phase Power Requirement: Voltage(VAC): 208 Max Power(VA): 8700 Max Current/Phase(A): 31 Circuit Breaker(A): 50 | Standing System | 12 | 4P5.08PHNX-F |  | 306170 |  | 96 | [7 empty] | YES | NO | NO | 0 | 0 | NO | NO | 4 | [5 empty] | 81315 | 992322
923894 | System-LBT21084UC-0~10V-5/0.5/0.02/0.001A-104CH-208V3P-V101 | LBT | 104 | 110V1P/208V3P/480V3P | 5 | 10 | 0 | LBT21084 10V 5A | LBT21084UC | LBT21084UC-0~10V-5/0.5/0.02/0.001A-104CH-208V3P IV Module PN: 441974 Chassis Dimension(inch): 25W45D72H Three Phase Power Requirement: Voltage(VAC): 208 Max Power(VA): 9325 Max Current/Phase(A): 40 Circuit Breaker(A): 50 | Standing System | 13 | 4P5.08PHNX-F |  | 306170 |  | 104 | [7 empty] | YES | NO | NO | 0 | 0 | NO | NO | 4 | [5 empty] | 87989 | 992323
923896 | System-LBT21084UC-0~10V-5/0.5/0.02/0.001A-112CH-208V3P-V101 | LBT | 112 | 110V1P/208V3P/480V3P | 5 | 10 | 0 | LBT21084 10V 5A | LBT21084UC | LBT21084UC-0~10V-5/0.5/0.02/0.001A-112CH-208V3P IV Module PN: 441974 Chassis Dimension(inch): 25W45D72H Three Phase Power Requirement: Voltage(VAC): 208 Max Power(VA): 9950 Max Current/Phase(A): 40 Circuit Breaker(A): 50 | Standing System | 14 | 4P5.08PHNX-F |  | 306170 |  | 112 | [7 empty] | YES | NO | NO | 0 | 0 | NO | NO | 4 | [5 empty] | 93842 | 992324
923898 | System-LBT21084UC-0~10V-5/0.5/0.02/0.001A-120CH-208V3P-V101 | LBT | 120 | 110V1P/208V3P/480V3P | 5 | 10 | 0 | LBT21084 10V 5A | LBT21084UC | LBT21084UC-0~10V-5/0.5/0.02/0.001A-120CH-208V3P IV Module PN: 441974 Chassis Dimension(inch): 25W45D72H Three Phase Power Requirement: Voltage(VAC): 208 Max Power(VA): 10575 Max Current/Phase(A): 40 Circuit Breaker(A): 50 | Standing System | 15 | 4P5.08PHNX-F |  | 306170 |  | 120 | [7 empty] | YES | NO | NO | 0 | 0 | NO | NO | 4 | [5 empty] | 99696 | 992325
923900 | System-LBT21084UC-0~10V-5/0.5/0.02/0.001A-24CH-208V3P-V101 | LBT | 24 | 110V1P/208V3P/480V3P | 5 | 10 | 0 | LBT21084 10V 5A | LBT21084UC | LBT21084UC-0~10V-5/0.5/0.02/0.001A-24CH-208V3P IV Module PN: 441974 Chassis Dimension(inch): 25W45D40H Three Phase Power Requirement: Voltage(VAC): 208 Max Power(VA): 3075 Max Current/Phase(A): 22 Circuit Breaker(A): 30 | Standing System | 3 | 4P5.08PHNX-F |  | 306170 |  | 24 | [7 empty] | YES | NO | NO | 0 | 0 | NO | NO | 4 | [5 empty] | 25852 | 992326
923902 | System-LBT21084UC-0~10V-5/0.5/0.02/0.001A-32CH-208V3P-V101 | LBT | 32 | 110V1P/208V3P/480V3P | 5 | 10 | 0 | LBT21084 10V 5A | LBT21084UC | LBT21084UC-0~10V-5/0.5/0.02/0.001A-32CH-208V3P IV Module PN: 441974 Chassis Dimension(inch): 25W45D40H Three Phase Power Requirement: Voltage(VAC): 208 Max Power(VA): 3700 Max Current/Phase(A): 22 Circuit Breaker(A): 30 | Standing System | 4 | 4P5.08PHNX-F |  | 306170 |  | 32 | [7 empty] | YES | NO | NO | 0 | 0 | NO | NO | 4 | [5 empty] | 31705 | 992401
923904 | System-LBT21084HC-0~10V-10/0.5/0.02/0.001A-48CH-208V3P-V101 | LBT | 48 | 110V1P/208V3P/480V3P | 10 | 10 | 0 | LBT21084 10V 10A | LBT21084HC | System-LBT21084HC-0~10V-10/0.5/0.02/0.001A-48CH-208V3P-923904 Chassis Dimension (inch): 25W45D72H Three Phase Power Requirement: Voltage(VAC): 208 Max Power(VA): 11915 Max Current/Phase(A): 34 Circuit Breaker(A): 50 | Standing System | 6 | 8P10.16PHNX-F | 8P3.81PHNX-F | 374578 | 136858 | 12 | 12 | [6 empty] | YES | NO | NO | 0 | 0 | NO | NO | 4 | [5 empty] | 62229 | 992327
923906 | System-LBT21084HC-0~10V-10/0.5/0.02/0.001A-56CH-208V3P-V101 | LBT | 56 | 110V1P/208V3P/480V3P | 10 | 10 | 0 | LBT21084 10V 10A | LBT21084HC | System-LBT21084HC-0~10V-10/0.5/0.02/0.001A-56CH-208V3P-923906 Chassis Dimension (inch): 25W45D72H Three Phase Power Requirement: Voltage(VAC): 208 Max Power(VA): 13700 Max Current/Phase(A): 39 Circuit Breaker(A): 50 | Standing System | 7 | 8P10.16PHNX-F | 8P3.81PHNX-F | 374578 | 136858 | 14 | 14 | [6 empty] | YES | NO | NO | 0 | 0 | NO | NO | 4 | [5 empty] | 68762 | 992490
923908 | System-LBT21084HC-0~10V-10/0.5/0.02/0.001A-56CH-480V3P-V101 | LBT | 56 | 110V1P/208V3P/480V3P | 10 | 10 | 0 | LBT21084 10V 10A | LBT21084HC | System-LBT21084HC-0~10V-10/0.5/0.02/0.001A-56CH-480V3P-923908 Chassis Dimension (inch): 25W45D72H Single Phase Power Requirement: Voltage(VAC): 220 Max Power(VA): 2000 Max Current/Phase(A): 9 Circuit Breaker(A): 15 Three Phase Power Requirement: Voltage(VAC): 480 Max Power(VA): 12500 Max Current/Phase(A): 16 Circuit Breaker(A): 20 | Standing System | 7 | 8P10.16PHNX-F | 8P3.81PHNX-F | 374578 | 136858 | 14 | 14 | [6 empty] | YES | NO | NO | 0 | 0 | NO | NO | 4 | [5 empty] | 66762 | 992328
923910 | System-LBT21084HC-0~10V-10/0.5/0.02/0.001A-64CH-480V3P-V101 | LBT | 64 | 110V1P/208V3P/480V3P | 10 | 10 | 0 | LBT21084 10V 10A | LBT21084HC | System-LBT21084HC-0~10V-10/0.5/0.02/0.001A-64CH-480V3P-923910 Chassis Dimension (inch): 38W45D51H Single Phase Power Requirement: Voltage(VAC): 220 Max Power(VA): 2000 Max Current/Phase(A): 9 Circuit Breaker(A): 15 Three Phase Power Requirement: Voltage(VAC): 480 Max Power(VA): 14286 Max Current/Phase(A): 18 Circuit Breaker(A): 20 | Standing System | 8 | 8P10.16PHNX-F | 8P3.81PHNX-F | 374578 | 136858 | 16 | 16 | [6 empty] | YES | NO | NO | 0 | 0 | NO | NO | 4 | [5 empty] | 72841 | 992491
923912 | System-LBT21084HC-0~10V-10/0.5/0.02/0.001A-72CH-208V3P-V101 | LBT | 72 | 110V1P/208V3P/480V3P | 10 | 10 | 0 | LBT21084 10V 10A | LBT21084HC | System-LBT21084HC-0~10V-10/0.5/0.02/0.001A-72CH-208V3P-923912 Chassis Dimension (inch): 38W45D51H Three Phase Power Requirement: Voltage(VAC): 208 Max Power(VA): 17272 Max Current/Phase(A): 48 Circuit Breaker(A): 63 | Standing System | 9 | 8P10.16PHNX-F | 8P3.81PHNX-F | 374578 | 136858 | 18 | 18 | [6 empty] | YES | NO | NO | 0 | 0 | NO | NO | 4 | [5 empty] | 80908 | 992492
923914 | System-LBT21084HC-0~10V-10/0.5/0.02/0.001A-72CH-480V3P-V101 | LBT | 72 | 110V1P/208V3P/480V3P | 10 | 10 | 0 | LBT21084 10V 10A | LBT21084HC | System-LBT21084HC-0~10V-10/0.5/0.02/0.001A-72CH-480V3P-923914 Chassis Dimension (inch): 38W45D51H Single Phase Power Requirement: Voltage(VAC): 220 Max Power(VA): 2000 Max Current/Phase(A): 9 Circuit Breaker(A): 15 Three Phase Power Requirement: Voltage(VAC): 480 Max Power(VA): 16072 Max Current/Phase(A): 20 Circuit Breaker(A): 30 | Standing System | 9 | 8P10.16PHNX-F | 8P3.81PHNX-F | 374578 | 136858 | 18 | 18 | [6 empty] | YES | NO | NO | 0 | 0 | NO | NO | 4 | [5 empty] | 78908 | 992493
923916 | System-LBT21084HC-0~10V-10/0.5/0.02/0.001A-80CH-480V3P-V101 | LBT | 80 | 110V1P/208V3P/480V3P | 10 | 10 | 0 | LBT21084 10V 10A | LBT21084HC | System-LBT21084HC-0~10V-10/0.5/0.02/0.001A-80CH-480V3P-923916 Chassis Dimension (inch): 38W45D51H Single Phase Power Requirement: Voltage(VAC): 220 Max Power(VA): 2000 Max Current/Phase(A): 9 Circuit Breaker(A): 15 Three Phase Power Requirement: Voltage(VAC): 480 Max Power(VA): 17858 Max Current/Phase(A): 22 Circuit Breaker(A): 30 | Standing System | 10 | 8P10.16PHNX-F | 8P3.81PHNX-F | 374578 | 136858 | 20 | 20 | [6 empty] | YES | NO | NO | 0 | 0 | NO | NO | 4 | [5 empty] | 84975 | 992199
923918 | System-LBT21084HC-0~10V-10/0.5/0.02/0.001A-88CH-208V3P-V101 | LBT | 88 | 110V1P/208V3P/480V3P | 10 | 10 | 0 | LBT21084 10V 10A | LBT21084HC | System-LBT21084HC-0~10V-10/0.5/0.02/0.001A-88CH-208V3P-923918 Chassis Dimension (inch): 38W45D61H Three Phase Power Requirement: Voltage(VAC): 208 Max Power(VA): 20843 Max Current/Phase(A): 58 Circuit Breaker(A): 80 | Standing System | 11 | 8P10.16PHNX-F | 8P3.81PHNX-F | 374578 | 136858 | 22 | 22 | [6 empty] | YES | NO | NO | 0 | 0 | NO | NO | 4 | [5 empty] | 104604 | 992329
923920 | System-LBT21084HC-0~10V-10/0.5/0.02/0.001A-104CH-208V3P-V101 | LBT | 104 | 110V1P/208V3P/480V3P | 10 | 10 | 0 | LBT21084 10V 10A | LBT21084HC | System-LBT21084HC-0~10V-10/0.5/0.02/0.001A-104CH-208V3P-923920 Chassis Dimension (inch): 38W45D61H Three Phase Power Requirement: Voltage(VAC): 208 Max Power(VA): 24415 Max Current/Phase(A): 68 Circuit Breaker(A): 80 | Standing System | 13 | 8P10.16PHNX-F | 8P3.81PHNX-F | 374578 | 136858 | 26 | 26 | [6 empty] | YES | NO | NO | 0 | 0 | NO | NO | 4 | [5 empty] | 116737 | 992330
923922 | System-LBT21084HC-0~10V-10/0.5/0.02/0.001A-104CH-480V3P-V101 | LBT | 104 | 110V1P/208V3P/480V3P | 10 | 10 | 0 | LBT21084 10V 10A | LBT21084HC | System-LBT21084HC-0~10V-10/0.5/0.02/0.001A-104CH-480V3P-923922 Chassis Dimension (inch): 38W45D61H Single Phase Power Requirement: Voltage(VAC): 220 Max Power(VA): 2400 Max Current/Phase(A): 11 Circuit Breaker(A): 15 Three Phase Power Requirement: Voltage(VAC): 480 Max Power(VA): 23215 Max Current/Phase(A): 28 Circuit Breaker(A): 50 | Standing System | 13 | 8P10.16PHNX-F | 8P3.81PHNX-F | 374578 | 136858 | 26 | 26 | [6 empty] | YES | NO | NO | 0 | 0 | NO | NO | 4 | [5 empty] | 113737 | 992331
923924 | System-LBT21084HC-0~10V-10/0.5/0.02/0.001A-112CH-208V3P-V101 | LBT | 112 | 110V1P/208V3P/480V3P | 10 | 10 | 0 | LBT21084 10V 10A | LBT21084HC | System-LBT21084HC-0~10V-10/0.5/0.02/0.001A-112CH-208V3P-923924 Chassis Dimension (inch): 38W45D72H Three Phase Power Requirement: Voltage(VAC): 208 Max Power(VA): 26200 Max Current/Phase(A): 73 Circuit Breaker(A): 100 | Standing System | 14 | 8P10.16PHNX-F | 8P3.81PHNX-F | 374578 | 136858 | 28 | 28 | [6 empty] | YES | NO | NO | 0 | 0 | NO | NO | 4 | [5 empty] | 123997 | 992688
923926 | System-LBT21084HC-0~10V-10/0.5/0.02/0.001A-112CH-480V3P-V101 | LBT | 112 | 110V1P/208V3P/480V3P | 10 | 10 | 0 | LBT21084 10V 10A | LBT21084HC | System-LBT21084HC-0~10V-10/0.5/0.02/0.001A-112CH-480V3P-923926 Chassis Dimension (inch): 38W45D72H Single Phase Power Requirement: Voltage(VAC): 220 Max Power(VA): 2400 Max Current/Phase(A): 11 Circuit Breaker(A): 15 Three Phase Power Requirement: Voltage(VAC): 480 Max Power(VA): 25000 Max Current/Phase(A): 31 Circuit Breaker(A): 50 | Standing System | 14 | 8P10.16PHNX-F | 8P3.81PHNX-F | 374578 | 136858 | 28 | 28 | [6 empty] | YES | NO | NO | 0 | 0 | NO | NO | 4 | [5 empty] | 120997 | 992332
923928 | System-LBT21084HC-0~10V-10/0.5/0.02/0.001A-120CH-208V3P-V101 | LBT | 120 | 110V1P/208V3P/480V3P | 10 | 10 | 0 | LBT21084 10V 10A | LBT21084HC | System-LBT21084HC-0~10V-10/0.5/0.02/0.001A-120CH-208V3P-923928 Chassis Dimension (inch): 38W45D72H Three Phase Power Requirement: Voltage(VAC): 208 Max Power(VA): 27986 Max Current/Phase(A): 78 Circuit Breaker(A): 100 | Standing System | 15 | 8P10.16PHNX-F | 8P3.81PHNX-F | 374578 | 136858 | 30 | 30 | [6 empty] | YES | NO | NO | 0 | 0 | NO | NO | 4 | [5 empty] | 130997 | 992333
923930 | System-LBT21084HC-0~10V-10/0.5/0.02/0.001A-120CH-480V3P-V101 | LBT | 120 | 110V1P/208V3P/480V3P | 10 | 10 | 0 | LBT21084 10V 10A | LBT21084HC | System-LBT21084HC-0~10V-10/0.5/0.02/0.001A-120CH-480V3P-923930 Chassis Dimension (inch): 38W45D72H Single Phase Power Requirement: Voltage(VAC): 220 Max Power(VA): 4000 Max Current/Phase(A): 18 Circuit Breaker(A): 20 Three Phase Power Requirement: Voltage(VAC): 480 Max Power(VA): 26786 Max Current/Phase(A): 33 Circuit Breaker(A): 50 | Standing System | 15 | 8P10.16PHNX-F | 8P3.81PHNX-F | 374578 | 136858 | 30 | 30 | [6 empty] | YES | NO | NO | 0 | 0 | NO | NO | 4 | [5 empty] | 127997 | 992334
923932 | System-LBT21084HC-0~20V-10/0.5/0.02/0.001A-32CH-480V3P-V101 | LBT | 32 | 110V1P/208V3P/480V3P | 10 | 20 | 0 | LBT21084 20V 10A | LBT21084HC | System-LBT21084HC-0~20V-10/0.5/0.02/0.001A-32CH-480V3P-923932 Chassis Dimension (inch): 25W45D72H Single Phase Power Requirement: Voltage(VAC): 220 Max Power(VA): 1200 Max Current/Phase(A): 5 Circuit Breaker(A): 15 Three Phase Power Requirement: Voltage(VAC): 480 Max Power(VA): 12858 Max Current/Phase(A): 16 Circuit Breaker(A): 20 | Standing System | 4 | 8P10.16PHNX-F | 8P3.81PHNX-F | 374578 | 136858 | 8 | 8 | [6 empty] | YES | NO | NO | 0 | 0 | NO | NO | 4 | [5 empty] | 50209 | 992335
923934 | System-LBT21084HC-0~20V-10/0.5/0.02/0.001A-40CH-208V3P-V101 | LBT | 40 | 110V1P/208V3P/480V3P | 10 | 20 | 0 | LBT21084 20V 10A | LBT21084HC | System-LBT21084HC-0~20V-10/0.5/0.02/0.001A-40CH-208V3P-923934 Chassis Dimension (inch): 25W45D72H Three Phase Power Requirement: Voltage(VAC): 208 Max Power(VA): 12450 Max Current/Phase(A): 35 Circuit Breaker(A): 50 | Standing System | 5 | 8P10.16PHNX-F | 8P3.81PHNX-F | 374578 | 136858 | 10 | 10 | [6 empty] | YES | NO | NO | 0 | 0 | NO | NO | 4 | [5 empty] | 58009 | 992336
923936 | System-LBT21084HC-0~20V-10/0.5/0.02/0.001A-40CH-480V3P-V101 | LBT | 40 | 110V1P/208V3P/480V3P | 10 | 20 | 0 | LBT21084 20V 10A | LBT21084HC | System-LBT21084HC-0~20V-10/0.5/0.02/0.001A-40CH-480V3P-923936 Chassis Dimension (inch): 25W45D72H Single Phase Power Requirement: Voltage(VAC): 220 Max Power(VA): 1200 Max Current/Phase(A): 5 Circuit Breaker(A): 15 Three Phase Power Requirement: Voltage(VAC): 480 Max Power(VA): 16072 Max Current/Phase(A): 20 Circuit Breaker(A): 30 | Standing System | 5 | 8P10.16PHNX-F | 8P3.81PHNX-F | 374578 | 136858 | 10 | 10 | [6 empty] | YES | NO | NO | 0 | 0 | NO | NO | 4 | [5 empty] | 57009 | 992402
923938 | System-LBT21084HC-0~20V-10/0.5/0.02/0.001A-56CH-208V3P-V101 | LBT | 56 | 110V1P/208V3P/480V3P | 10 | 20 | 0 | LBT21084 20V 10A | LBT21084HC | System-LBT21084HC-0~20V-10/0.5/0.02/0.001A-56CH-208V3P-923938 Chassis Dimension (inch): 38W45D51H Three Phase Power Requirement: Voltage(VAC): 208 Max Power(VA): 16950 Max Current/Phase(A): 48 Circuit Breaker(A): 63 | Standing System | 7 | 8P10.16PHNX-F | 8P3.81PHNX-F | 374578 | 136858 | 14 | 14 | [6 empty] | YES | NO | NO | 0 | 0 | NO | NO | 4 | [5 empty] | 78175 | 992200
923940 | System-LBT21084HC-0~20V-10/0.5/0.02/0.001A-56CH-480V3P-V101 | LBT | 56 | 110V1P/208V3P/480V3P | 10 | 20 | 0 | LBT21084 20V 10A | LBT21084HC | System-LBT21084HC-0~20V-10/0.5/0.02/0.001A-56CH-480V3P-923940 Chassis Dimension (inch): 38W45D51H Single Phase Power Requirement: Voltage(VAC): 220 Max Power(VA): 2000 Max Current/Phase(A): 9 Circuit Breaker(A): 15 Three Phase Power Requirement: Voltage(VAC): 480 Max Power(VA): 22500 Max Current/Phase(A): 28 Circuit Breaker(A): 50 | Standing System | 7 | 8P10.16PHNX-F | 8P3.81PHNX-F | 374578 | 136858 | 14 | 14 | [6 empty] | YES | NO | NO | 0 | 0 | NO | NO | 4 | [5 empty] | 78575 | 992337
923942 | System-LBT21084HC-0~20V-10/0.5/0.02/0.001A-64CH-208V3P-V101 | LBT | 64 | 110V1P/208V3P/480V3P | 10 | 20 | 0 | LBT21084 20V 10A | LBT21084HC | System-LBT21084HC-0~20V-10/0.5/0.02/0.001A-64CH-208V3P-923942 Chassis Dimension (inch): 38W45D51H Three Phase Power Requirement: Voltage(VAC): 208 Max Power(VA): 19200 Max Current/Phase(A): 54 Circuit Breaker(A): 63 | Standing System | 8 | 8P10.16PHNX-F | 8P3.81PHNX-F | 374578 | 136858 | 16 | 16 | [6 empty] | YES | NO | NO | 0 | 0 | NO | NO | 4 | [5 empty] | 87841 | 992403
923944 | System-LBT21084HC-0~20V-10/0.5/0.02/0.001A-64CH-480V3P-V101 | LBT | 64 | 110V1P/208V3P/480V3P | 10 | 20 | 0 | LBT21084 20V 10A | LBT21084HC | System-LBT21084HC-0~20V-10/0.5/0.02/0.001A-64CH-480V3P-923944 Chassis Dimension (inch): 38W45D51H Single Phase Power Requirement: Voltage(VAC): 220 Max Power(VA): 2000 Max Current/Phase(A): 9 Circuit Breaker(A): 15 Three Phase Power Requirement: Voltage(VAC): 480 Max Power(VA): 25715 Max Current/Phase(A): 31 Circuit Breaker(A): 50 | Standing System | 8 | 8P10.16PHNX-F | 8P3.81PHNX-F | 374578 | 136858 | 16 | 16 | [6 empty] | YES | NO | NO | 0 | 0 | NO | NO | 4 | [5 empty] | 85375 | 992201
923946 | System-LBT21084HC-0~20V-10/0.5/0.02/0.001A-72CH-208V3P-V101 | LBT | 72 | 110V1P/208V3P/480V3P | 10 | 20 | 0 | LBT21084 20V 10A | LBT21084HC | System-LBT21084HC-0~20V-10/0.5/0.02/0.001A-72CH-208V3P-923946 Chassis Dimension (inch): 38W45D61H Three Phase Power Requirement: Voltage(VAC): 208 Max Power(VA): 21450 Max Current/Phase(A): 60 Circuit Breaker(A): 80 | Standing System | 9 | 8P10.16PHNX-F | 8P3.81PHNX-F | 374578 | 136858 | 18 | 18 | [6 empty] | YES | NO | NO | 0 | 0 | NO | NO | 4 | [5 empty] | 99337 | 992202
923948 | System-LBT21084HC-0~20V-10/0.5/0.02/0.001A-72CH-480V3P-V101 | LBT | 72 | 110V1P/208V3P/480V3P | 10 | 20 | 0 | LBT21084 20V 10A | LBT21084HC | System-LBT21084HC-0~20V-10/0.5/0.02/0.001A-72CH-480V3P-923948 Chassis Dimension (inch): 38W45D51H Single Phase Power Requirement: Voltage(VAC): 220 Max Power(VA): 2000 Max Current/Phase(A): 9 Circuit Breaker(A): 15 Three Phase Power Requirement: Voltage(VAC): 480 Max Power(VA): 28929 Max Current/Phase(A): 35 Circuit Breaker(A): 50 | Standing System | 9 | 8P10.16PHNX-F | 8P3.81PHNX-F | 374578 | 136858 | 18 | 18 | [6 empty] | YES | NO | NO | 0 | 0 | NO | NO | 4 | [5 empty] | 92175 | 992338
923950 | System-LBT21084HC-0~20V-10/0.5/0.02/0.001A-80CH-208V3P-V101 | LBT | 80 | 110V1P/208V3P/480V3P | 10 | 20 | 0 | LBT21084 20V 10A | LBT21084HC | System-LBT21084HC-0~20V-10/0.5/0.02/0.001A-80CH-208V3P-923950 Chassis Dimension (inch): 38W45D61H Three Phase Power Requirement: Voltage(VAC): 208 Max Power(VA): 23700 Max Current/Phase(A): 66 Circuit Breaker(A): 80 | Standing System | 10 | 8P10.16PHNX-F | 8P3.81PHNX-F | 374578 | 136858 | 20 | 20 | [6 empty] | YES | NO | NO | 0 | 0 | NO | NO | 4 | [5 empty] | 109004 | 992494
923952 | System-LBT21084HC-0~20V-10/0.5/0.02/0.001A-80CH-480V3P-V101 | LBT | 80 | 110V1P/208V3P/480V3P | 10 | 20 | 0 | LBT21084 20V 10A | LBT21084HC | System-LBT21084HC-0~20V-10/0.5/0.02/0.001A-80CH-480V3P-923952 Chassis Dimension (inch): 38W45D61H Single Phase Power Requirement: Voltage(VAC): 220 Max Power(VA): 2000 Max Current/Phase(A): 9 Circuit Breaker(A): 15 Three Phase Power Requirement: Voltage(VAC): 480 Max Power(VA): 32143 Max Current/Phase(A): 39 Circuit Breaker(A): 50 | Standing System | 10 | 8P10.16PHNX-F | 8P3.81PHNX-F | 374578 | 136858 | 20 | 20 | [6 empty] | YES | NO | NO | 0 | 0 | NO | NO | 4 | [5 empty] | 107004 | 992203
923954 | System-LBT21084HC-0~20V-10/0.5/0.02/0.001A-88CH-208V3P-V101 | LBT | 88 | 110V1P/208V3P/480V3P | 10 | 20 | 0 | LBT21084 20V 10A | LBT21084HC | System-LBT21084HC-0~20V-10/0.5/0.02/0.001A-88CH-208V3P-923954 Chassis Dimension (inch): 38W45D72H Three Phase Power Requirement: Voltage(VAC): 208 Max Power(VA): 25950 Max Current/Phase(A): 73 Circuit Breaker(A): 100 | Standing System | 11 | 8P10.16PHNX-F | 8P3.81PHNX-F | 374578 | 136858 | 22 | 22 | [6 empty] | YES | NO | NO | 0 | 0 | NO | NO | 4 | [5 empty] | 122397 | 992495
923956 | System-LBT21084HC-0~20V-10/0.5/0.02/0.001A-88CH-480V3P-V101 | LBT | 88 | 110V1P/208V3P/480V3P | 10 | 20 | 0 | LBT21084 20V 10A | LBT21084HC | System-LBT21084HC-0~20V-10/0.5/0.02/0.001A-88CH-480V3P-923956 Chassis Dimension (inch): 38W45D61H Single Phase Power Requirement: Voltage(VAC): 220 Max Power(VA): 2400 Max Current/Phase(A): 11 Circuit Breaker(A): 15 Three Phase Power Requirement: Voltage(VAC): 480 Max Power(VA): 35358 Max Current/Phase(A): 43 Circuit Breaker(A): 50 | Standing System | 11 | 8P10.16PHNX-F | 8P3.81PHNX-F | 374578 | 136858 | 22 | 22 | [6 empty] | YES | NO | NO | 0 | 0 | NO | NO | 4 | [5 empty] | 116337 | 992496
923958 | System-LBT21084HC-0~20V-10/0.5/0.02/0.001A-96CH-208V3P-V101 | LBT | 96 | 110V1P/208V3P/480V3P | 10 | 20 | 0 | LBT21084 20V 10A | LBT21084HC | System-LBT21084HC-0~20V-10/0.5/0.02/0.001A-96CH-208V3P-923958 Chassis Dimension (inch): 38W45D72H Three Phase Power Requirement: Voltage(VAC): 208 Max Power(VA): 28200 Max Current/Phase(A): 79 Circuit Breaker(A): 100 | Standing System | 12 | 8P10.16PHNX-F | 8P3.81PHNX-F | 374578 | 136858 | 24 | 24 | [6 empty] | YES | NO | NO | 0 | 0 | NO | NO | 4 | [5 empty] | 132063 | 992204
923960 | System-LBT21084HC-0~20V-10/0.5/0.02/0.001A-96CH-480V3P-V101 | LBT | 96 | 110V1P/208V3P/480V3P | 10 | 20 | 0 | LBT21084 20V 10A | LBT21084HC | System-LBT21084HC-0~20V-10/0.5/0.02/0.001A-96CH-480V3P-923960 Chassis Dimension (inch): 38W45D72H Single Phase Power Requirement: Voltage(VAC): 220 Max Power(VA): 2400 Max Current/Phase(A): 11 Circuit Breaker(A): 15 Three Phase Power Requirement: Voltage(VAC): 480 Max Power(VA): 38572 Max Current/Phase(A): 47 Circuit Breaker(A): 63 | Standing System | 12 | 8P10.16PHNX-F | 8P3.81PHNX-F | 374578 | 136858 | 24 | 24 | [6 empty] | YES | NO | NO | 0 | 0 | NO | NO | 4 | [5 empty] | 124330 | 992497
923962 | System-LBT21084HC-0~20V-10/0.5/0.02/0.001A-104CH-208V3P-V101 | LBT | 104 | 110V1P/208V3P/480V3P | 10 | 20 | 0 | LBT21084 20V 10A | LBT21084HC | System-LBT21084HC-0~20V-10/0.5/0.02/0.001A-104CH-208V3P-923962 Chassis Dimension (inch): 38W45D72H Three Phase Power Requirement: Voltage(VAC): 208 Max Power(VA): 30450 Max Current/Phase(A): 85 Circuit Breaker(A): 100 | Standing System | 13 | 8P10.16PHNX-F | 8P3.81PHNX-F | 374578 | 136858 | 26 | 26 | [6 empty] | YES | NO | NO | 0 | 0 | NO | NO | 4 | [5 empty] | 141730 | 992404
923964 | System-LBT21084HC-0~20V-10/0.5/0.02/0.001A-104CH-480V3P-V101 | LBT | 104 | 110V1P/208V3P/480V3P | 10 | 20 | 0 | LBT21084 20V 10A | LBT21084HC | System-LBT21084HC-0~20V-10/0.5/0.02/0.001A-104CH-480V3P-923964 Chassis Dimension (inch): 38W45D72H Single Phase Power Requirement: Voltage(VAC): 220 Max Power(VA): 2400 Max Current/Phase(A): 11 Circuit Breaker(A): 15 Three Phase Power Requirement: Voltage(VAC): 480 Max Power(VA): 41786 Max Current/Phase(A): 51 Circuit Breaker(A): 63 | Standing System | 13 | 8P10.16PHNX-F | 8P3.81PHNX-F | 374578 | 136858 | 26 | 26 | [6 empty] | YES | NO | NO | 0 | 0 | NO | NO | 4 | [5 empty] | 137797 | 992405
923966 | System-LBT21084HC-0~20V-10/0.5/0.02/0.001A-112CH-480V3P-V101 | LBT | 112 | 110V1P/208V3P/480V3P | 10 | 20 | 0 | LBT21084 20V 10A | LBT21084HC | System-LBT21084HC-0~20V-10/0.5/0.02/0.001A-112CH-480V3P-923966 Chassis Dimension (inch): 38W45D72H Single Phase Power Requirement: Voltage(VAC): 220 Max Power(VA): 4000 Max Current/Phase(A): 18 Circuit Breaker(A): 20 Three Phase Power Requirement: Voltage(VAC): 480 Max Power(VA): 45000 Max Current/Phase(A): 55 Circuit Breaker(A): 63 | Standing System | 14 | 8P10.16PHNX-F | 8P3.81PHNX-F | 374578 | 136858 | 28 | 28 | [6 empty] | YES | NO | NO | 0 | 0 | NO | NO | 4 | [5 empty] | 145530 | 992498
923968 | System-LBT21084HC-0~5V-30/5/0.5/0.02A-40CH-480V3P-V101 | LBT | 40 | 110V1P/208V3P/480V3P | 30 | 5 | 0 | LBT21084 5V 30A | LBT21084HC | System-LBT21084HC-0~5V-30/5/0.5/0.02A-40CH-480V3P-923968 Chassis Dimension (inch): 25W45D72H Single Phase Power Requirement: Voltage(VAC): 220 Max Power(VA): 1200 Max Current/Phase(A): 5 Circuit Breaker(A): 15 Three Phase Power Requirement: Voltage(VAC): 480 Max Power(VA): 16072 Max Current/Phase(A): 20 Circuit Breaker(A): 30 | Standing System | 5 | 8P10.16PHNX-F | 8P3.81PHNX-F | 374578 | 136858 | 10 | 10 | [6 empty] | YES | NO | NO | 0 | 0 | NO | NO | 4 | [5 empty] | 65829 | 992339
923970 | System-LBT21084HC-0~5V-30/5/0.5/0.02A-56CH-208V3P-V101 | LBT | 56 | 110V1P/208V3P/480V3P | 30 | 5 | 0 | LBT21084 5V 30A | LBT21084HC | System-LBT21084HC-0~5V-30/5/0.5/0.02A-56CH-208V3P-923970 Chassis Dimension (inch): 38W45D51H Three Phase Power Requirement: Voltage(VAC): 208 Max Power(VA): 23700 Max Current/Phase(A): 66 Circuit Breaker(A): 80 | Standing System | 7 | 8P10.16PHNX-F | 8P3.81PHNX-F | 374578 | 136858 | 14 | 14 | [6 empty] | YES | NO | NO | 0 | 0 | NO | NO | 4 | [5 empty] | 86841 | 992340
923972 | System-LBT21084HC-0~5V-30/5/0.5/0.02A-56CH-480V3P-V101 | LBT | 56 | 110V1P/208V3P/480V3P | 30 | 5 | 0 | LBT21084 5V 30A | LBT21084HC | System-LBT21084HC-0~5V-30/5/0.5/0.02A-56CH-480V3P-923972 Chassis Dimension (inch): 38W45D51H Single Phase Power Requirement: Voltage(VAC): 220 Max Power(VA): 2000 Max Current/Phase(A): 9 Circuit Breaker(A): 15 Three Phase Power Requirement: Voltage(VAC): 480 Max Power(VA): 22500 Max Current/Phase(A): 28 Circuit Breaker(A): 50 | Standing System | 7 | 8P10.16PHNX-F | 8P3.81PHNX-F | 374578 | 136858 | 14 | 14 | [6 empty] | YES | NO | NO | 0 | 0 | NO | NO | 4 | [5 empty] | 86841 | 992499
923974 | System-LBT21084HC-0~5V-30/5/0.5/0.02A-72CH-208V3P-V101 | LBT | 72 | 110V1P/208V3P/480V3P | 30 | 5 | 0 | LBT21084 5V 30A | LBT21084HC | System-LBT21084HC-0~5V-30/5/0.5/0.02A-72CH-208V3P-923974 Chassis Dimension (inch): 38W45D61H Three Phase Power Requirement: Voltage(VAC): 208 Max Power(VA): 30129 Max Current/Phase(A): 84 Circuit Breaker(A): 100 | Standing System | 9 | 8P10.16PHNX-F | 8P3.81PHNX-F | 374578 | 136858 | 18 | 18 | [6 empty] | YES | NO | NO | 0 | 0 | NO | NO | 4 | [5 empty] | 108737 | 992341
923976 | System-LBT21084HC-0~5V-30/5/0.5/0.02A-72CH-480V3P-V101 | LBT | 72 | 110V1P/208V3P/480V3P | 30 | 5 | 0 | LBT21084 5V 30A | LBT21084HC | System-LBT21084HC-0~5V-30/5/0.5/0.02A-72CH-480V3P-923976 Chassis Dimension (inch): 38W45D61H Single Phase Power Requirement: Voltage(VAC): 220 Max Power(VA): 2000 Max Current/Phase(A): 9 Circuit Breaker(A): 15 Three Phase Power Requirement: Voltage(VAC): 480 Max Power(VA): 28929 Max Current/Phase(A): 35 Circuit Breaker(A): 50 | Standing System | 9 | 8P10.16PHNX-F | 8P3.81PHNX-F | 374578 | 136858 | 18 | 18 | [6 empty] | YES | NO | NO | 0 | 0 | NO | NO | 4 | [5 empty] | 108737 | 992342
923978 | System-LBT21084HC-0~5V-30/5/0.5/0.02A-80CH-208V3P-V101 | LBT | 80 | 110V1P/208V3P/480V3P | 30 | 5 | 0 | LBT21084 5V 30A | LBT21084HC | System-LBT21084HC-0~5V-30/5/0.5/0.02A-80CH-208V3P-923978 Chassis Dimension (inch): 38W45D61H Three Phase Power Requirement: Voltage(VAC): 208 Max Power(VA): 33343 Max Current/Phase(A): 93 Circuit Breaker(A): 125 | Standing System | 10 | 8P10.16PHNX-F | 8P3.81PHNX-F | 374578 | 136858 | 20 | 20 | [6 empty] | YES | NO | NO | 0 | 0 | NO | NO | 4 | [5 empty] | 115004 | 992500
923980 | System-LBT21084HC-0~5V-30/5/0.5/0.02A-80CH-480V3P-V101 | LBT | 80 | 110V1P/208V3P/480V3P | 30 | 5 | 0 | LBT21084 5V 30A | LBT21084HC | System-LBT21084HC-0~5V-30/5/0.5/0.02A-80CH-480V3P-923980 Chassis Dimension (inch): 38W45D61H Single Phase Power Requirement: Voltage(VAC): 220 Max Power(VA): 2000 Max Current/Phase(A): 9 Circuit Breaker(A): 15 Three Phase Power Requirement: Voltage(VAC): 480 Max Power(VA): 32143 Max Current/Phase(A): 39 Circuit Breaker(A): 50 | Standing System | 10 | 8P10.16PHNX-F | 8P3.81PHNX-F | 374578 | 136858 | 20 | 20 | [6 empty] | YES | NO | NO | 0 | 0 | NO | NO | 4 | [5 empty] | 115004 | 992343
923982 | System-LBT21084HC-0~5V-30/5/0.5/0.02A-88CH-208V3P-V101 | LBT | 88 | 110V1P/208V3P/480V3P | 30 | 5 | 0 | LBT21084 5V 30A | LBT21084HC | System-LBT21084HC-0~5V-30/5/0.5/0.02A-88CH-208V3P-923982 Chassis Dimension (inch): 38W45D72H Three Phase Power Requirement: Voltage(VAC): 208 Max Power(VA): 36558 Max Current/Phase(A): 102 Circuit Breaker(A): 125 | Standing System | 11 | 8P10.16PHNX-F | 8P3.81PHNX-F | 374578 | 136858 | 22 | 22 | [6 empty] | YES | NO | NO | 0 | 0 | NO | NO | 4 | [5 empty] | 132997 | 992501
923984 | System-LBT21084HC-0~5V-30/5/0.5/0.02A-88CH-480V3P-V101 | LBT | 88 | 110V1P/208V3P/480V3P | 30 | 5 | 0 | LBT21084 5V 30A | LBT21084HC | System-LBT21084HC-0~5V-30/5/0.5/0.02A-88CH-480V3P-923984 Chassis Dimension (inch): 38W45D72H Single Phase Power Requirement: Voltage(VAC): 220 Max Power(VA): 2400 Max Current/Phase(A): 11 Circuit Breaker(A): 15 Three Phase Power Requirement: Voltage(VAC): 480 Max Power(VA): 35358 Max Current/Phase(A): 43 Circuit Breaker(A): 50 | Standing System | 11 | 8P10.16PHNX-F | 8P3.81PHNX-F | 374578 | 136858 | 22 | 22 | [6 empty] | YES | NO | NO | 0 | 0 | NO | NO | 4 | [5 empty] | 132997 | 992502
923986 | System-LBT21084HC-0~5V-30/5/0.5/0.02A-96CH-480V3P-V101 | LBT | 96 | 110V1P/208V3P/480V3P | 30 | 5 | 0 | LBT21084 5V 30A | LBT21084HC | System-LBT21084HC-0~5V-30/5/0.5/0.02A-96CH-480V3P-923986 Chassis Dimension (inch): 38W45D72H Single Phase Power Requirement: Voltage(VAC): 220 Max Power(VA): 2400 Max Current/Phase(A): 11 Circuit Breaker(A): 15 Three Phase Power Requirement: Voltage(VAC): 480 Max Power(VA): 38572 Max Current/Phase(A): 47 Circuit Breaker(A): 63 | Standing System | 12 | 8P10.16PHNX-F | 8P3.81PHNX-F | 374578 | 136858 | 24 | 24 | [6 empty] | YES | NO | NO | 0 | 0 | NO | NO | 4 | [5 empty] | 139263 | 992344
923988 | System-LBT21084HC-0~5V-60/5/0.5/0.02A-40CH-480V3P-V101 | LBT | 40 | 110V1P/208V3P/480V3P | 60 | 5 | 0 | LBT21084 5V 60A | LBT21084HC | System-LBT21084HC-0~5V-60/5/0.5/0.02A-40CH-480V3P-923988 Chassis Dimension (inch): 38W45D51H Single Phase Power Requirement: Voltage(VAC): 220 Max Power(VA): 1723 Max Current/Phase(A): 8 Circuit Breaker(A): 16 Three Phase Power Requirement: Voltage(VAC): 480 Max Power(VA): 32327 Max Current/Phase(A): 39 Circuit Breaker(A): 50 | Standing System | 5 | 8P10.16PHNX-F | 8P3.81PHNX-F | 374578 | 136858 | 10 | 10 | [6 empty] | YES | NO | NO | 0 | 0 | NO | NO | 4 | [5 empty] | 86808 | 992345
923990 | System-LBT21084HC-0~5V-60/5/0.5/0.02A-56CH-480V3P-V101 | LBT | 56 | 110V1P/208V3P/480V3P | 60 | 5 | 0 | LBT21084 5V 60A | LBT21084HC | System-LBT21084HC-0~5V-60/5/0.5/0.02A-56CH-480V3P-923990 Chassis Dimension (inch): 38W45D61H Single Phase Power Requirement: Voltage(VAC): 220 Max Power(VA): 2000 Max Current/Phase(A): 9 Circuit Breaker(A): 15 Three Phase Power Requirement: Voltage(VAC): 480 Max Power(VA): 45000 Max Current/Phase(A): 55 Circuit Breaker(A): 63 | Standing System | 7 | 8P10.16PHNX-F | 8P3.81PHNX-F | 374578 | 136858 | 14 | 14 | [6 empty] | YES | NO | NO | 0 | 0 | NO | NO | 4 | [5 empty] | 119157 | 992588
923992 | System-LBT21044-0~5V-100/10/1/0.1A-12CH-480V3P-V101 | LBT | 12 | 110V1P/208V3P/480V3P | 100 | 5 | 0 | LBT21044 5V 100A | LBT21044 | System-LBT21044-0~5V-100/10/1/0.1A-12CH-480V3P-923992 Chassis Dimension (inch): 25W45D72H Single Phase Power Requirement: Voltage(VAC): 220 Max Power(VA): 1200 Max Current/Phase(A): 5 Circuit Breaker(A): 15 Three Phase Power Requirement: Voltage(VAC): 480 Max Power(VA): 16072 Max Current/Phase(A): 20 Circuit Breaker(A): 30 | Standing System | 3 | Lug | 2P5.08PHNX-F | 304826 | 306130 | 24 | 12 | [6 empty] | YES | NO | NO | 0 | 0 | NO | NO | 4 | [5 empty] | 55675 | 992346
923994 | System-LBT21044-0~5V-100/10/1/0.1A-20CH-208V3P-V101 | LBT | 20 | 110V1P/208V3P/480V3P | 100 | 5 | 0 | LBT21044 5V 100A | LBT21044 | System-LBT21044-0~5V-100/10/1/0.1A-20CH-208V3P-923994 Chassis Dimension (inch): 38W45D51H Three Phase Power Requirement: Voltage(VAC): 208 Max Power(VA): 27986 Max Current/Phase(A): 78 Circuit Breaker(A): 100 | Standing System | 5 | Lug | 2P5.08PHNX-F | 304826 | 306130 | 40 | 20 | [6 empty] | YES | NO | NO | 0 | 0 | NO | NO | 4 | [5 empty] | 87175 | 992205
923996 | System-LBT21044-0~5V-100/10/1/0.1A-20CH-480V3P-V101 | LBT | 20 | 110V1P/208V3P/480V3P | 100 | 5 | 0 | LBT21044 5V 100A | LBT21044 | System-LBT21044-0~5V-100/10/1/0.1A-20CH-480V3P-923996 Chassis Dimension (inch): 38W45D51H Single Phase Power Requirement: Voltage(VAC): 220 Max Power(VA): 1200 Max Current/Phase(A): 5 Circuit Breaker(A): 15 Three Phase Power Requirement: Voltage(VAC): 480 Max Power(VA): 26786 Max Current/Phase(A): 33 Circuit Breaker(A): 50 | Standing System | 5 | Lug | 2P5.08PHNX-F | 304826 | 306130 | 40 | 20 | [6 empty] | YES | NO | NO | 0 | 0 | NO | NO | 4 | [5 empty] | 87175 | 992206
923998 | System-LBT21044-0~5V-100/10/1/0.1A-24CH-480V3P-V101 | LBT | 24 | 110V1P/208V3P/480V3P | 100 | 5 | 0 | LBT21044 5V 100A | LBT21044 | System-LBT21044-0~5V-100/10/1/0.1A-24CH-480V3P-923998 Chassis Dimension (inch): 38W45D61H Single Phase Power Requirement: Voltage(VAC): 220 Max Power(VA): 2000 Max Current/Phase(A): 9 Circuit Breaker(A): 15 Three Phase Power Requirement: Voltage(VAC): 480 Max Power(VA): 32143 Max Current/Phase(A): 39 Circuit Breaker(A): 50 | Standing System | 6 | Lug | 2P5.08PHNX-F | 304826 | 306130 | 48 | 24 | [6 empty] | YES | NO | NO | 0 | 0 | NO | NO | 4 | [5 empty] | 104337 | 992347
924000 | System-LBT21044-0~5V-100/10/1/0.1A-28CH-208V3P-V101 | LBT | 28 | 110V1P/208V3P/480V3P | 100 | 5 | 0 | LBT21044 5V 100A | LBT21044 | System-LBT21044-0~5V-100/10/1/0.1A-28CH-208V3P-924000 Chassis Dimension (inch): 38W45D61H Three Phase Power Requirement: Voltage(VAC): 208 Max Power(VA): 38700 Max Current/Phase(A): 108 Circuit Breaker(A): 125 | Standing System | 7 | Lug | 2P5.08PHNX-F | 304826 | 306130 | 56 | 28 | [6 empty] | YES | NO | NO | 0 | 0 | NO | NO | 4 | [5 empty] | 119670 | 992207
924002 | System-LBT21024-0~5V-250/50/5/0.5A-6CH-480V3P-V101 | LBT | 6 | 110V1P/208V3P/480V3P | 250 | 5 | 0 | LBT21024 5V 250A | LBT21024 | System-LBT21024-0~5V-250/50/5/0.5A-6CH-480V3P-924002 Chassis Dimension (inch): 25W45D72H Single Phase Power Requirement: Voltage(VAC): 220 Max Power(VA): 1200 Max Current/Phase(A): 5 Circuit Breaker(A): 15 Three Phase Power Requirement: Voltage(VAC): 480 Max Power(VA): 20090 Max Current/Phase(A): 25 Circuit Breaker(A): 30 | Standing System | 3 | Lug | 2P5.08PHNX-F | 304826 | 306130 | 12 | 6 | [6 empty] | YES | NO | NO | 0 | 0 | NO | NO | 4 | [5 empty] | 54575 | 992208
924004 | System-LBT21024-0~5V-250/50/5/0.5A-10CH-480V3P-V101 | LBT | 10 | 110V1P/208V3P/480V3P | 250 | 5 | 0 | LBT21024 5V 250A | LBT21024 | System-LBT21024-0~5V-250/50/5/0.5A-10CH-480V3P-924004 Chassis Dimension (inch): 38W45D51H Single Phase Power Requirement: Voltage(VAC): 220 Max Power(VA): 1200 Max Current/Phase(A): 5 Circuit Breaker(A): 15 Three Phase Power Requirement: Voltage(VAC): 480 Max Power(VA): 33483 Max Current/Phase(A): 41 Circuit Breaker(A): 50 | Standing System | 5 | Lug | 2P5.08PHNX-F | 304826 | 306130 | 20 | 10 | [6 empty] | YES | NO | NO | 0 | 0 | NO | NO | 4 | [5 empty] | 85341 | 992348
924006 | System-LBT21024-0~5V-250/50/5/0.5A-14CH-208V3P-V101 | LBT | 14 | 110V1P/208V3P/480V3P | 250 | 5 | 0 | LBT21024 5V 250A | LBT21024 | System-LBT21024-0~5V-250/50/5/0.5A-14CH-208V3P-924006 Chassis Dimension (inch): 38W45D61H Three Phase Power Requirement: Voltage(VAC): 208 Max Power(VA): 48075 Max Current/Phase(A): 134 Circuit Breaker(A): 160 | Standing System | 7 | Lug | 2P5.08PHNX-F | 304826 | 306130 | 28 | 14 | [6 empty] | YES | NO | NO | 0 | 0 | NO | NO | 4 | [5 empty] | 117104 | 992503
924008 | System-LBT21024-0~5V-250/50/5/0.5A-14CH-480V3P-V101 | LBT | 14 | 110V1P/208V3P/480V3P | 250 | 5 | 0 | LBT21024 5V 250A | LBT21024 | System-LBT21024-0~5V-250/50/5/0.5A-14CH-480V3P-924008 Chassis Dimension (inch): 38W45D61H Single Phase Power Requirement: Voltage(VAC): 220 Max Power(VA): 2000 Max Current/Phase(A): 9 Circuit Breaker(A): 15 Three Phase Power Requirement: Voltage(VAC): 480 Max Power(VA): 46875 Max Current/Phase(A): 57 Circuit Breaker(A): 63 | Standing System | 7 | Lug | 2P5.08PHNX-F | 304826 | 306130 | 28 | 14 | [6 empty] | YES | NO | NO | 0 | 0 | NO | NO | 4 | [5 empty] | 117104 | 992209
924010 | System-LBT21014-0~5V-300/50/5/0.5A-3CH-208V3P-V101 | LBT | 3 | 110V1P/208V3P/480V3P | 300 | 5 | 0 | LBT21014 5V 300A | LBT21014 | System-LBT21014-0~5V-300/50/5/0.5A-3CH-208V3P-924010 Chassis Dimension (inch): 25W45D51H Three Phase Power Requirement: Voltage(VAC): 208 Max Power(VA): 13254 Max Current/Phase(A): 37 Circuit Breaker(A): 50 | Standing System | 3 | Lug | 2P5.08PHNX-F | 304826 | 306130 | 6 | 3 | [6 empty] | YES | NO | NO | 0 | 0 | NO | NO | 4 | [5 empty] | 41810 | 992210
924012 | System-LBT21014-0~5V-300/50/5/0.5A-5CH-480V3P-V101 | LBT | 5 | 110V1P/208V3P/480V3P | 300 | 5 | 0 | LBT21014 5V 300A | LBT21014 | System-LBT21014-0~5V-300/50/5/0.5A-5CH-480V3P-924012 Chassis Dimension (inch): 25W45D72H Single Phase Power Requirement: Voltage(VAC): 220 Max Power(VA): 1200 Max Current/Phase(A): 5 Circuit Breaker(A): 15 Three Phase Power Requirement: Voltage(VAC): 480 Max Power(VA): 20090 Max Current/Phase(A): 25 Circuit Breaker(A): 30 | Standing System | 5 | Lug | 2P5.08PHNX-F | 304826 | 306130 | 10 | 5 | [6 empty] | YES | NO | NO | 0 | 0 | NO | NO | 4 | [5 empty] | 62562 | 992406
924014 | System-LBT21014-0~5V-300/50/5/0.5A-6CH-480V3P-V101 | LBT | 6 | 110V1P/208V3P/480V3P | 300 | 5 | 0 | LBT21014 5V 300A | LBT21014 | System-LBT21014-0~5V-300/50/5/0.5A-6CH-480V3P-924014 Chassis Dimension (inch): 25W45D72H Single Phase Power Requirement: Voltage(VAC): 220 Max Power(VA): 1200 Max Current/Phase(A): 5 Circuit Breaker(A): 15 Three Phase Power Requirement: Voltage(VAC): 480 Max Power(VA): 24108 Max Current/Phase(A): 29 Circuit Breaker(A): 50 | Standing System | 6 | Lug | 2P5.08PHNX-F | 304826 | 306130 | 12 | 6 | [6 empty] | YES | NO | NO | 0 | 0 | NO | NO | 4 | [5 empty] | 68176 | 992349
924016 | System-LBT21014-0~5V-300/50/5/0.5A-7CH-480V3P-V101 | LBT | 7 | 110V1P/208V3P/480V3P | 300 | 5 | 0 | LBT21014 5V 300A | LBT21014 | System-LBT21014-0~5V-300/50/5/0.5A-7CH-480V3P-924016 Chassis Dimension (inch): 38W45D51H Single Phase Power Requirement: Voltage(VAC): 220 Max Power(VA): 2000 Max Current/Phase(A): 9 Circuit Breaker(A): 15 Three Phase Power Requirement: Voltage(VAC): 480 Max Power(VA): 28125 Max Current/Phase(A): 34 Circuit Breaker(A): 50 | Standing System | 7 | Lug | 2P5.08PHNX-F | 304826 | 306130 | 14 | 7 | [6 empty] | YES | NO | NO | 0 | 0 | NO | NO | 4 | [5 empty] | 82268 | 992211
924018 | System-LBT21014-0~5V-300/50/5/0.5A-9CH-208V3P-V101 | LBT | 9 | 110V1P/208V3P/480V3P | 300 | 5 | 0 | LBT21014 5V 300A | LBT21014 | System-LBT21014-0~5V-300/50/5/0.5A-9CH-208V3P-924018 Chassis Dimension (inch): 38W45D61H Three Phase Power Requirement: Voltage(VAC): 208 Max Power(VA): 37361 Max Current/Phase(A): 104 Circuit Breaker(A): 125 | Standing System | 9 | Lug | 2P5.08PHNX-F | 304826 | 306130 | 18 | 9 | [6 empty] | YES | NO | NO | 0 | 0 | NO | NO | 4 | [5 empty] | 102857 | 992504
924020 | System-LBT21014-0~5V-300/50/5/0.5A-9CH-480V3P-V101 | LBT | 9 | 110V1P/208V3P/480V3P | 300 | 5 | 0 | LBT21014 5V 300A | LBT21014 | System-LBT21014-0~5V-300/50/5/0.5A-9CH-480V3P-924020 Chassis Dimension (inch): 38W45D61H Single Phase Power Requirement: Voltage(VAC): 220 Max Power(VA): 2000 Max Current/Phase(A): 9 Circuit Breaker(A): 15 Three Phase Power Requirement: Voltage(VAC): 480 Max Power(VA): 36161 Max Current/Phase(A): 44 Circuit Breaker(A): 50 | Standing System | 9 | Lug | 2P5.08PHNX-F | 304826 | 306130 | 18 | 9 | [6 empty] | YES | NO | NO | 0 | 0 | NO | NO | 4 | [5 empty] | 102857 | 992689
924022 | System-LBT21014-0~5V-300/50/5/0.5A-10CH-480V3P-V101 | LBT | 10 | 110V1P/208V3P/480V3P | 300 | 5 | 0 | LBT21014 5V 300A | LBT21014 | System-LBT21014-0~5V-300/50/5/0.5A-10CH-480V3P-924022 Chassis Dimension (inch): 38W45D61H Single Phase Power Requirement: Voltage(VAC): 220 Max Power(VA): 2000 Max Current/Phase(A): 9 Circuit Breaker(A): 15 Three Phase Power Requirement: Voltage(VAC): 480 Max Power(VA): 40179 Max Current/Phase(A): 49 Circuit Breaker(A): 63 | Standing System | 10 | Lug | 2P5.08PHNX-F | 304826 | 306130 | 20 | 10 | [6 empty] | YES | NO | NO | 0 | 0 | NO | NO | 4 | [5 empty] | 108470 | 992505
924024 | System-LBT21014-0~5V-300/50/5/0.5A-11CH-208V3P-V101 | LBT | 11 | 110V1P/208V3P/480V3P | 300 | 5 | 0 | LBT21014 5V 300A | LBT21014 | System-LBT21014-0~5V-300/50/5/0.5A-11CH-208V3P-924024 Chassis Dimension (inch): 38W45D72H Three Phase Power Requirement: Voltage(VAC): 208 Max Power(VA): 45397 Max Current/Phase(A): 127 Circuit Breaker(A): 160 | Standing System | 11 | Lug | 2P5.08PHNX-F | 304826 | 306130 | 22 | 11 | [6 empty] | YES | NO | NO | 0 | 0 | NO | NO | 4 | [5 empty] | 125810 | 992212
924026 | System-LBT21014-0~5V-300/50/5/0.5A-11CH-480V3P-V101 | LBT | 11 | 110V1P/208V3P/480V3P | 300 | 5 | 0 | LBT21014 5V 300A | LBT21014 | System-LBT21014-0~5V-300/50/5/0.5A-11CH-480V3P-924026 Chassis Dimension (inch): 38W45D72H Single Phase Power Requirement: Voltage(VAC): 220 Max Power(VA): 2400 Max Current/Phase(A): 11 Circuit Breaker(A): 15 Three Phase Power Requirement: Voltage(VAC): 480 Max Power(VA): 44197 Max Current/Phase(A): 54 Circuit Breaker(A): 63 | Standing System | 11 | Lug | 2P5.08PHNX-F | 304826 | 306130 | 22 | 11 | [6 empty] | YES | NO | NO | 0 | 0 | NO | NO | 4 | [5 empty] | 125810 | 992350
924028 | System-LBT21014-0~5V-500/50/5/0.5A-2CH-480V3P-V101 | LBT | 2 | 110V1P/208V3P/480V3P | 500 | 5 | 0 | LBT21014 5V 500A | LBT21014 | System-LBT21014-0~5V-500/50/5/0.5A-2CH-480V3P-924028 Chassis Dimension (inch): 25W45D51H Single Phase Power Requirement: Voltage(VAC): 220 Max Power(VA): 1200 Max Current/Phase(A): 5 Circuit Breaker(A): 15 Three Phase Power Requirement: Voltage(VAC): 480 Max Power(VA): 13393 Max Current/Phase(A): 17 Circuit Breaker(A): 20 | Standing System | 2 | Lug | 2P5.08PHNX-F | 304826 | 306130 | 4 | 2 | [6 empty] | YES | NO | NO | 0 | 0 | NO | NO | 4 | [5 empty] | 38490 | 992213
924030 | System-LBT21014-0~5V-500/50/5/0.5A-3CH-480V3P-V101 | LBT | 3 | 110V1P/208V3P/480V3P | 500 | 5 | 0 | LBT21014 5V 500A | LBT21014 | System-LBT21014-0~5V-500/50/5/0.5A-3CH-480V3P-924030 Chassis Dimension (inch): 25W45D72H Single Phase Power Requirement: Voltage(VAC): 220 Max Power(VA): 1200 Max Current/Phase(A): 5 Circuit Breaker(A): 15 Three Phase Power Requirement: Voltage(VAC): 480 Max Power(VA): 20090 Max Current/Phase(A): 25 Circuit Breaker(A): 30 | Standing System | 3 | Lug | 2P5.08PHNX-F | 304826 | 306130 | 6 | 3 | [6 empty] | YES | NO | NO | 0 | 0 | NO | NO | 4 | [5 empty] | 53955 | 992407
924032 | System-LBT21014-0~5V-500/50/5/0.5A-5CH-480V3P-V101 | LBT | 5 | 110V1P/208V3P/480V3P | 500 | 5 | 0 | LBT21014 5V 500A | LBT21014 | System-LBT21014-0~5V-500/50/5/0.5A-5CH-480V3P-924032 Chassis Dimension (inch): 38W45D51H Single Phase Power Requirement: Voltage(VAC): 220 Max Power(VA): 1200 Max Current/Phase(A): 5 Circuit Breaker(A): 15 Three Phase Power Requirement: Voltage(VAC): 480 Max Power(VA): 33483 Max Current/Phase(A): 41 Circuit Breaker(A): 50 | Standing System | 5 | Lug | 2P5.08PHNX-F | 304826 | 306130 | 10 | 5 | [6 empty] | YES | NO | NO | 0 | 0 | NO | NO | 4 | [5 empty] | 84308 | 992408
924034 | System-LBT21014-0~5V-500/50/5/0.5A-6CH-480V3P-V101 | LBT | 6 | 110V1P/208V3P/480V3P | 500 | 5 | 0 | LBT21014 5V 500A | LBT21014 | System-LBT21014-0~5V-500/50/5/0.5A-6CH-480V3P-924034 Chassis Dimension (inch): 38W45D61H Single Phase Power Requirement: Voltage(VAC): 220 Max Power(VA): 2000 Max Current/Phase(A): 9 Circuit Breaker(A): 15 Three Phase Power Requirement: Voltage(VAC): 480 Max Power(VA): 40179 Max Current/Phase(A): 49 Circuit Breaker(A): 63 | Standing System | 6 | Lug | 2P5.08PHNX-F | 304826 | 306130 | 12 | 6 | [6 empty] | YES | NO | NO | 0 | 0 | NO | NO | 4 | [5 empty] | 100897 | 992214
924036 | System-LBT21014-0~5V-500/50/5/0.5A-7CH-208V3P-V101 | LBT | 7 | 110V1P/208V3P/480V3P | 500 | 5 | 0 | LBT21014 5V 500A | LBT21014 | System-LBT21014-0~5V-500/50/5/0.5A-7CH-208V3P-924036 Chassis Dimension (inch): 38W45D61H Three Phase Power Requirement: Voltage(VAC): 208 Max Power(VA): 48075 Max Current/Phase(A): 134 Circuit Breaker(A): 160 | Standing System | 7 | Lug | 2P5.08PHNX-F | 304826 | 306130 | 14 | 7 | [6 empty] | YES | NO | NO | 0 | 0 | NO | NO | 4 | [5 empty] | 115657 | 992409
924038 | System-LBT21014-0~5V-500/50/5/0.5A-7CH-480V3P-V101 | LBT | 7 | 110V1P/208V3P/480V3P | 500 | 5 | 0 | LBT21014 5V 500A | LBT21014 | System-LBT21014-0~5V-500/50/5/0.5A-7CH-480V3P-924038 Chassis Dimension (inch): 38W45D61H Single Phase Power Requirement: Voltage(VAC): 220 Max Power(VA): 2000 Max Current/Phase(A): 9 Circuit Breaker(A): 15 Three Phase Power Requirement: Voltage(VAC): 480 Max Power(VA): 46875 Max Current/Phase(A): 57 Circuit Breaker(A): 63 | Standing System | 7 | Lug | 2P5.08PHNX-F | 304826 | 306130 | 14 | 7 | [6 empty] | YES | NO | NO | 0 | 0 | NO | NO | 4 | [5 empty] | 115657 | 992351
924040 | System-LBT21162-(-5)~5V-1/0.1/0/0A-144CH-220V1P-V101 | LBT | 144 | 220V1P/380V3P | 1 | 5 | -5 | LBT21162 +/-5V 1A | LBT21162 | LBT21162-(-5)~5V-1/0.1/0/0A-144CH-220V1P IV Module PN: 442946 Chassis Dimension(inch): 25W45D51H Single Phase Power Requirement: Voltage(VAC): 220 Max Power(VA): 2550 Max Current/Phase(A): 12 Circuit Breaker(A): 15 | Standing System | 9 | 16P3.81PHNX-F |  | 381546 |  | 36 | [7 empty] | YES | NO | NO | 0 | 0 | NO | NO | 2 | [5 empty] | 58570 | 992352
924042 | System-LBT21162-(-5)~5V-1/0.1/0/0A-176CH-220V1P-V101 | LBT | 176 | 220V1P/380V3P | 1 | 5 | -5 | LBT21162 +/-5V 1A | LBT21162 | LBT21162-(-5)~5V-1/0.1/0/0A-176CH-220V1P IV Module PN: 442946 Chassis Dimension(inch): 25W45D72H Single Phase Power Requirement: Voltage(VAC): 220 Max Power(VA): 2850 Max Current/Phase(A): 13 Circuit Breaker(A): 15 | Standing System | 11 | 16P3.81PHNX-F |  | 381546 |  | 44 | [7 empty] | YES | NO | NO | 0 | 0 | NO | NO | 2 | [5 empty] | 72209 | 992215
924044 | System-LBT21162-(-5)~5V-1/0.1/0/0A-208CH-220V1P-V101 | LBT | 208 | 220V1P/380V3P | 1 | 5 | -5 | LBT21162 +/-5V 1A | LBT21162 | LBT21162-(-5)~5V-1/0.1/0/0A-208CH-220V1P IV Module PN: 442946 Chassis Dimension(inch): 25W45D72H Single Phase Power Requirement: Voltage(VAC): 220 Max Power(VA): 4350 Max Current/Phase(A): 20 Circuit Breaker(A): 30 | Standing System | 13 | 16P3.81PHNX-F |  | 381546 |  | 52 | [7 empty] | YES | NO | NO | 0 | 0 | NO | NO | 2 | [5 empty] | 84829 | 992506
924046 | System-LBT21162-0~5V-5/0.5/0/0A-144CH-380V3P(N)-V101 | LBT | 144 | 220V1P/380V3P | 5 | 5 | 0 | LBT21162 5V 5A | LBT21162 | LBT21162-0~5V-5/0.5/0/0A-144CH-380V3P(N) IV Module PN: 430686 Chassis Dimension(inch): 25W45D51H Three Phase Power Requirement: Voltage(VAC): 380 Max Power(VA): 7950 Max Current/Phase(A): 16 Circuit Breaker(A): 20 *Neutral Line Required | Standing System | 9 | 16P3.81PHNX-F |  | 381546 |  | 36 | [7 empty] | YES | NO | NO | 0 | 0 | NO | NO | 2 | [5 empty] | 68770 | 992216
924048 | System-LBT21162-0~5V-5/0.5/0/0A-176CH-380V3P(N)-V101 | LBT | 176 | 220V1P/380V3P | 5 | 5 | 0 | LBT21162 5V 5A | LBT21162 | LBT21162-0~5V-5/0.5/0/0A-176CH-380V3P(N) IV Module PN: 430686 Chassis Dimension(inch): 25W45D72H Three Phase Power Requirement: Voltage(VAC): 380 Max Power(VA): 9450 Max Current/Phase(A): 20 Circuit Breaker(A): 30 *Neutral Line Required | Standing System | 11 | 16P3.81PHNX-F |  | 381546 |  | 44 | [7 empty] | YES | NO | NO | 0 | 0 | NO | NO | 2 | [5 empty] | 83675 | 992353
924050 | System-LBT21162-0~5V-5/0.5/0/0A-208CH-380V3P(N)-V101 | LBT | 208 | 220V1P/380V3P | 5 | 5 | 0 | LBT21162 5V 5A | LBT21162 | LBT21162-0~5V-5/0.5/0/0A-208CH-380V3P(N) IV Module PN: 430686 Chassis Dimension(inch): 25W45D72H Three Phase Power Requirement: Voltage(VAC): 380 Max Power(VA): 12150 Max Current/Phase(A): 23 Circuit Breaker(A): 30 *Neutral Line Required | Standing System | 13 | 16P3.81PHNX-F |  | 381546 |  | 52 | [7 empty] | YES | NO | NO | 0 | 0 | NO | NO | 2 | [5 empty] | 99362 | 992217
924052 | System-HS21044-(-5)~5V-5/0.5/0.02/0.001A-12CH-110V1P-V101 | HS | 12 | 110V1P/208V3P/480V3P | 5 | 5 | -5 | HS21044 +/-5V 5A | HS21044 |  |  | 3 | 4P5.08PHNX-F |  | 306170 |  | 12 | [7 empty] | YES | NO | NO | 0 | 0 | YES | NO | 4 | [5 empty] | 38572 | 992354
924054 | System-HS21044-(-5)~5V-5/0.5/0.02/0.001A-20CH-110V1P-V101 | HS | 20 | 110V1P/208V3P/480V3P | 5 | 5 | -5 | HS21044 +/-5V 5A | HS21044 |  |  | 5 | 4P5.08PHNX-F |  | 306170 |  | 20 | [7 empty] | YES | NO | NO | 0 | 0 | YES | NO | 4 | [5 empty] | 59359 | 992410
924056 | System-HS21044-(-5)~5V-5/0.5/0.02/0.001A-24CH-110V1P-V101 | HS | 24 | 110V1P/208V3P/480V3P | 5 | 5 | -5 | HS21044 +/-5V 5A | HS21044 |  |  | 6 | 4P5.08PHNX-F |  | 306170 |  | 24 | [7 empty] | YES | NO | NO | 0 | 0 | YES | NO | 4 | [5 empty] | 69185 | 992411
924058 | System-HS21044-(-5)~5V-5/0.5/0.02/0.001A-28CH-110V1P-V101 | HS | 28 | 110V1P/208V3P/480V3P | 5 | 5 | -5 | HS21044 +/-5V 5A | HS21044 |  |  | 7 | 4P5.08PHNX-F |  | 306170 |  | 28 | [7 empty] | YES | NO | NO | 0 | 0 | YES | NO | 4 | [5 empty] | 78679 | 992355
924060 | System-HS21044-(-5)~5V-5/0.5/0.02/0.001A-32CH-110V1P-V101 | HS | 32 | 110V1P/208V3P/480V3P | 5 | 5 | -5 | HS21044 +/-5V 5A | HS21044 |  |  | 8 | 4P5.08PHNX-F |  | 306170 |  | 32 | [7 empty] | YES | NO | NO | 0 | 0 | YES | NO | 4 | [5 empty] | 89250 | 992412
924062 | System-HS21044-0~5V-10/0.5/0.02/0.001A-4CH-110V1P-V101 | HS | 4 | 110V1P/208V3P/480V3P | 10 | 5 | 0 | HS21044 5V 10A | HS21044 |  |  | 4 | 4P5.08PHNX-F |  | 306170 |  | 4 | [7 empty] | YES | NO | NO | 0 | 0 | YES | NO | 4 | [5 empty] | 12327 | 992356
924064 | System-HS21044-0~5V-10/0.5/0.02/0.001A-12CH-110V1P-V101 | HS | 12 | 110V1P/208V3P/480V3P | 10 | 5 | 0 | HS21044 5V 10A | HS21044 |  |  | 12 | 4P5.08PHNX-F |  | 306170 |  | 12 | [7 empty] | YES | NO | NO | 0 | 0 | YES | NO | 4 | [5 empty] | 39919 | 992413
924066 | System-HS21044-0~5V-10/0.5/0.02/0.001A-20CH-208V3P-V101 | HS | 20 | 110V1P/208V3P/480V3P | 10 | 5 | 0 | HS21044 5V 10A | HS21044 |  |  | 20 | 4P5.08PHNX-F |  | 306170 |  | 20 | [7 empty] | YES | NO | NO | 0 | 0 | YES | NO | 4 | [5 empty] | 60492 | 992357
924068 | System-HS21044-0~5V-10/0.5/0.02/0.001A-24CH-208V3P-V101 | HS | 24 | 110V1P/208V3P/480V3P | 10 | 5 | 0 | HS21044 5V 10A | HS21044 |  |  | 24 | 4P5.08PHNX-F |  | 306170 |  | 24 | [7 empty] | YES | NO | NO | 0 | 0 | YES | NO | 4 | [5 empty] | 70345 | 992507
924070 | System-HS21044-0~5V-10/0.5/0.02/0.001A-28CH-208V3P-V101 | HS | 28 | 110V1P/208V3P/480V3P | 10 | 5 | 0 | HS21044 5V 10A | HS21044 |  |  | 28 | 4P5.08PHNX-F |  | 306170 |  | 28 | [7 empty] | YES | NO | NO | 0 | 0 | YES | NO | 4 | [5 empty] | 82477 | 992414
924072 | System-HS21044-0~5V-10/0.5/0.02/0.001A-32CH-208V3P-V101 | HS | 32 | 110V1P/208V3P/480V3P | 10 | 5 | 0 | HS21044 5V 10A | HS21044 |  |  | 32 | 4P5.08PHNX-F |  | 306170 |  | 32 | [7 empty] | YES | NO | NO | 0 | 0 | YES | NO | 4 | [5 empty] | 91997 | 992415
924074 | System-HS21044-0~10V-5/0.5/0.02/0.001A-4CH-110V1P-V101 | HS | 4 | 110V1P/208V3P/480V3P | 5 | 10 | 0 | HS21044 10V 5A | HS21044 |  |  | 1 | 4P5.08PHNX-F |  | 306170 |  | 4 | [7 empty] | YES | NO | NO | 0 | 0 | YES | NO | 4 | [5 empty] | 12540 | 992416
924076 | System-HS21044-0~10V-5/0.5/0.02/0.001A-8CH-110V1P-V101 | HS | 8 | 110V1P/208V3P/480V3P | 5 | 10 | 0 | HS21044 10V 5A | HS21044 |  |  | 2 | 4P5.08PHNX-F |  | 306170 |  | 8 | [7 empty] | YES | NO | NO | 0 | 0 | YES | NO | 4 | [5 empty] | 22274 | 992508
924078 | System-HS21044-0~10V-5/0.5/0.02/0.001A-12CH-110V1P-V101 | HS | 12 | 110V1P/208V3P/480V3P | 5 | 10 | 0 | HS21044 10V 5A | HS21044 |  |  | 3 | 4P5.08PHNX-F |  | 306170 |  | 12 | [7 empty] | YES | NO | NO | 0 | 0 | YES | NO | 4 | [5 empty] | 40559 | 992417
924080 | System-HS21044-0~10V-5/0.5/0.02/0.001A-16CH-110V1P-V101 | HS | 16 | 110V1P/208V3P/480V3P | 5 | 10 | 0 | HS21044 10V 5A | HS21044 |  |  | 4 | 4P5.08PHNX-F |  | 306170 |  | 16 | [7 empty] | YES | NO | NO | 0 | 0 | YES | NO | 4 | [5 empty] | 50292 | 992418
924082 | System-HS21044-0~10V-5/0.5/0.02/0.001A-20CH-110V1P-V101 | HS | 20 | 110V1P/208V3P/480V3P | 5 | 10 | 0 | HS21044 10V 5A | HS21044 |  |  | 5 | 4P5.08PHNX-F |  | 306170 |  | 20 | [7 empty] | YES | NO | NO | 0 | 0 | YES | NO | 4 | [5 empty] | 61559 | 992987
924084 | System-HS21044-0~10V-5/0.5/0.02/0.001A-28CH-208V3P-V101 | HS | 28 | 110V1P/208V3P/480V3P | 5 | 10 | 0 | HS21044 10V 5A | HS21044 |  |  | 7 | 4P5.08PHNX-F |  | 306170 |  | 28 | [7 empty] | YES | NO | NO | 0 | 0 | YES | NO | 4 | [5 empty] | 83970 | 992988
924086 | System-HS21044-0~10V-5/0.5/0.02/0.001A-32CH-208V3P-V101 | HS | 32 | 110V1P/208V3P/480V3P | 5 | 10 | 0 | HS21044 10V 5A | HS21044 |  |  | 8 | 4P5.08PHNX-F |  | 306170 |  | 32 | [7 empty] | YES | NO | NO | 0 | 0 | YES | NO | 4 | [5 empty] | 93703 | 992989
924088 | System-HS21044-0~10V-5/0.5/0.02/0.001A-24CH-208V3P-V101 | HS | 24 | 110V1P/208V3P/480V3P | 5 | 10 | 0 | HS21044 10V 5A | HS21044 |  |  | 6 | 4P5.08PHNX-F |  | 306170 |  | 24 | [7 empty] | YES | NO | NO | 0 | 0 | YES | NO | 4 | [5 empty] | 71625 | 992509
924090 | System-HS21044-(-5)~5V-5/0.5/0.02/0.001A-12CH-220V1P-V101 | HS | 12 | 220V1P/380V3P | 5 | 5 | -5 | HS21044 +/-5V 5A | HS21044 |  |  | 3 | 4P5.08PHNX-F |  | 306170 |  | 12 | [7 empty] | YES | NO | NO | 0 | 0 | YES | NO | 4 | [5 empty] | 38572 | 992990
924092 | System-HS21044-(-5)~5V-5/0.5/0.02/0.001A-16CH-220V1P-V101 | HS | 16 | 220V1P/380V3P | 5 | 5 | -5 | HS21044 +/-5V 5A | HS21044 |  |  | 4 | 4P5.08PHNX-F |  | 306170 |  | 16 | [7 empty] | YES | NO | NO | 0 | 0 | YES | NO | 4 | [5 empty] | 48065 | 992991
924094 | System-HS21044-(-5)~5V-5/0.5/0.02/0.001A-24CH-220V1P-V101 | HS | 24 | 220V1P/380V3P | 5 | 5 | -5 | HS21044 +/-5V 5A | HS21044 |  |  | 6 | 4P5.08PHNX-F |  | 306170 |  | 24 | [7 empty] | YES | NO | NO | 0 | 0 | YES | NO | 4 | [5 empty] | 69185 | 993087
924096 | System-HS21044-(-5)~5V-5/0.5/0.02/0.001A-28CH-220V1P-V101 | HS | 28 | 220V1P/380V3P | 5 | 5 | -5 | HS21044 +/-5V 5A | HS21044 |  |  | 7 | 4P5.08PHNX-F |  | 306170 |  | 28 | [7 empty] | YES | NO | NO | 0 | 0 | YES | NO | 4 | [5 empty] | 78679 | 993088
924098 | System-HS21044-(-5)~5V-5/0.5/0.02/0.001A-32CH-220V1P-V101 | HS | 32 | 220V1P/380V3P | 5 | 5 | -5 | HS21044 +/-5V 5A | HS21044 |  |  | 8 | 4P5.08PHNX-F |  | 306170 |  | 32 | [7 empty] | YES | NO | NO | 0 | 0 | YES | NO | 4 | [5 empty] | 89250 | 992510
924100 | System-HS21044-0~5V-10/0.5/0.02/0.001A-4CH-220V1P-V101 | HS | 4 | 220V1P/380V3P | 10 | 5 | 0 | HS21044 5V 10A | HS21044 |  |  | 4 | 4P5.08PHNX-F |  | 306170 |  | 4 | [7 empty] | YES | NO | NO | 0 | 0 | YES | NO | 4 | [5 empty] | 12327 | 992992
924102 | System-HS21044-0~5V-10/0.5/0.02/0.001A-8CH-220V1P-V101 | HS | 8 | 220V1P/380V3P | 10 | 5 | 0 | HS21044 5V 10A | HS21044 |  |  | 8 | 4P5.08PHNX-F |  | 306170 |  | 8 | [7 empty] | YES | NO | NO | 0 | 0 | YES | NO | 4 | [5 empty] | 21847 | 992993
924104 | System-HS21044-0~5V-10/0.5/0.02/0.001A-12CH-220V1P-V101 | HS | 12 | 220V1P/380V3P | 10 | 5 | 0 | HS21044 5V 10A | HS21044 |  |  | 12 | 4P5.08PHNX-F |  | 306170 |  | 12 | [7 empty] | YES | NO | NO | 0 | 0 | YES | NO | 4 | [5 empty] | 39919 | 993089
924106 | System-HS21044-0~5V-10/0.5/0.02/0.001A-16CH-220V1P-V101 | HS | 16 | 220V1P/380V3P | 10 | 5 | 0 | HS21044 5V 10A | HS21044 |  |  | 16 | 4P5.08PHNX-F |  | 306170 |  | 16 | [7 empty] | YES | NO | NO | 0 | 0 | YES | NO | 4 | [5 empty] | 49439 | 993090
924108 | System-HS21044-0~5V-10/0.5/0.02/0.001A-20CH-220V1P-V101 | HS | 20 | 220V1P/380V3P | 10 | 5 | 0 | HS21044 5V 10A | HS21044 |  |  | 20 | 4P5.08PHNX-F |  | 306170 |  | 20 | [7 empty] | YES | NO | NO | 0 | 0 | YES | NO | 4 | [5 empty] | 60492 | 993091
924110 | System-HS21044-0~5V-10/0.5/0.02/0.001A-24CH-220V1P-V101 | HS | 24 | 220V1P/380V3P | 10 | 5 | 0 | HS21044 5V 10A | HS21044 |  |  | 24 | 4P5.08PHNX-F |  | 306170 |  | 24 | [7 empty] | YES | NO | NO | 0 | 0 | YES | NO | 4 | [5 empty] | 70345 | 992994
924112 | System-HS21044-0~5V-10/0.5/0.02/0.001A-28CH-220V1P-V101 | HS | 28 | 220V1P/380V3P | 10 | 5 | 0 | HS21044 5V 10A | HS21044 |  |  | 28 | 4P5.08PHNX-F |  | 306170 |  | 28 | [7 empty] | YES | NO | NO | 0 | 0 | YES | NO | 4 | [5 empty] | 82477 | 992995
924114 | System-HS21044-0~5V-10/0.5/0.02/0.001A-32CH-220V1P-V101 | HS | 32 | 220V1P/380V3P | 10 | 5 | 0 | HS21044 5V 10A | HS21044 |  |  | 32 | 4P5.08PHNX-F |  | 306170 |  | 32 | [7 empty] | YES | NO | NO | 0 | 0 | YES | NO | 4 | [5 empty] | 91997 | 993092
924116 | System-HS21044-0~10V-5/0.5/0.02/0.001A-12CH-220V1P-V101 | HS | 12 | 220V1P/380V3P | 5 | 10 | 0 | HS21044 10V 5A | HS21044 |  |  | 3 | 4P5.08PHNX-F |  | 306170 |  | 12 | [7 empty] | YES | NO | NO | 0 | 0 | YES | NO | 4 | [5 empty] | 40559 | 993093
924118 | System-HS21044-0~10V-5/0.5/0.02/0.001A-20CH-220V1P-V101 | HS | 20 | 220V1P/380V3P | 5 | 10 | 0 | HS21044 10V 5A | HS21044 |  |  | 5 | 4P5.08PHNX-F |  | 306170 |  | 20 | [7 empty] | YES | NO | NO | 0 | 0 | YES | NO | 4 | [5 empty] | 61559 | 993094
924120 | System-HS21044-0~10V-5/0.5/0.02/0.001A-28CH-220V1P-V101 | HS | 28 | 220V1P/380V3P | 5 | 10 | 0 | HS21044 10V 5A | HS21044 |  |  | 7 | 4P5.08PHNX-F |  | 306170 |  | 28 | [7 empty] | YES | NO | NO | 0 | 0 | YES | NO | 4 | [5 empty] | 83970 | 992996
924122 | System-HS21044-0~10V-5/0.5/0.02/0.001A-24CH-220V1P-V101 | HS | 24 | 220V1P/380V3P | 5 | 10 | 0 | HS21044 10V 5A | HS21044 |  |  | 6 | 4P5.08PHNX-F |  | 306170 |  | 24 | [7 empty] | YES | NO | NO | 0 | 0 | YES | NO | 4 | [5 empty] | 71625 | 993095
924124 | System-HS21044-0~10V-5/0.5/0.02/0.001A-32CH-220V1P-V101 | HS | 32 | 220V1P/380V3P | 5 | 10 | 0 | HS21044 10V 5A | HS21044 |  |  | 8 | 4P5.08PHNX-F |  | 306170 |  | 32 | [7 empty] | YES | NO | NO | 0 | 0 | YES | NO | 4 | [5 empty] | 93703 | 992997
924126 | LBT22013-0~40V-75/15/1/0A-5CH-380V3P | LBT | 5 | 220V1P/380V3P | 75 | 40 | 0 | LBT22013 40V 75A | LBT22013 | LBT22013-0~40V-75/15/1/0A-5CH-380V3P IV Module PN: 440588 Chassis Dimension(inch): 35W39D51H Single Phase Power Requirement: Voltage(VAC): 220 Max Power(VA): 1152 Max Current/Phase(A): 6 Circuit Breaker(A): 15 Three Phase Power Requirement: Voltage(VAC):380 Max Power(VA): 37440 Max Current/Phase(A): 57 Circuit Breaker(A): 80 | Standing System | 5 | Lug | 2P5.08PHNX-F | 304826 | 306130 | 10 | 5 | [6 empty] | YES | NO | NO | 0 | 0 | NO | NO | 3 | [5 empty] | 48120 | 992998
924128 | LBT22013-0~40V-75/15/1/0A-6CH-380V3P | LBT | 6 | 220V1P/380V3P | 75 | 40 | 0 | LBT22013 40V 75A | LBT22013 | LBT22013-0~40V-75/15/1/0A-6CH-380V3P IV Module PN: 440588 Chassis Dimension(inch): 35W39D51H Single Phase Power Requirement: Voltage(VAC): 220 Max Power(VA): 1152 Max Current/Phase(A): 6 Circuit Breaker(A): 15 Three Phase Power Requirement: Voltage(VAC):380 Max Power(VA): 37440 Max Current/Phase(A): 57 Circuit Breaker(A): 80 | Standing System | 6 | Lug | 2P5.08PHNX-F | 304826 | 306130 | 12 | 6 | [6 empty] | YES | NO | NO | 0 | 0 | NO | NO | 3 | [5 empty] | 53520 | 992999
924130 | LBT22013-0~40V-75/15/1/0A-7CH-380V3P | LBT | 7 | 220V1P/380V3P | 75 | 40 | 0 | LBT22013 40V 75A | LBT22013 | LBT22013-0~40V-75/15/1/0A-7CH-380V3P IV Module PN: 440588 Chassis Dimension(inch): 35W39D51H Single Phase Power Requirement: Voltage(VAC): 220 Max Power(VA): 1728 Max Current/Phase(A): 8 Circuit Breaker(A): 15 Three Phase Power Requirement: Voltage(VAC):380 Max Power(VA): 37440 Max Current/Phase(A): 57 Circuit Breaker(A): 80 | Standing System | 7 | Lug | 2P5.08PHNX-F | 304826 | 306130 | 14 | 7 | [6 empty] | YES | NO | NO | 0 | 0 | NO | NO | 3 | [5 empty] | 59587 | 993187
924132 | LBT22013-0~40V-75/15/1/0A-9CH-380V3P | LBT | 9 | 220V1P/380V3P | 75 | 40 | 0 | LBT22013 40V 75A | LBT22013 | LBT22013-0~40V-75/15/1/0A-9CH-380V3P IV Module PN: 440588 Chassis Dimension(inch): 35W39D51H Single Phase Power Requirement: Voltage(VAC): 220 Max Power(VA): 1728 Max Current/Phase(A): 8 Circuit Breaker(A): 15 Three Phase Power Requirement: Voltage(VAC):380 Max Power(VA): 57060 Max Current/Phase(A): 87 Circuit Breaker(A): 100 | Standing System | 9 | Lug | 2P5.08PHNX-F | 304826 | 306130 | 18 | 9 | [6 empty] | YES | NO | NO | 0 | 0 | NO | NO | 3 | [5 empty] | 76920 | 993000
924134 | LBT22013-0~40V-75/15/1/0A-11CH-380V3P | LBT | 11 | 220V1P/380V3P | 75 | 40 | 0 | LBT22013 40V 75A | LBT22013 | LBT22013-0~40V-75/15/1/0A-11CH-380V3P IV Module PN: 440588 Chassis Dimension(inch): 35W39D72H Single Phase Power Requirement: Voltage(VAC): 220 Max Power(VA): 1728 Max Current/Phase(A): 8 Circuit Breaker(A): 15 Three Phase Power Requirement: Voltage(VAC):380 Max Power(VA): 57060 Max Current/Phase(A): 87 Circuit Breaker(A): 100 | Standing System | 11 | Lug | 2P5.08PHNX-F | 304826 | 306130 | 22 | 11 | [6 empty] | YES | NO | NO | 0 | 0 | NO | NO | 3 | [5 empty] | 89714 | 993001
924136 | LBT22013-0~60V-50/10/1/0A-7CH-208V3P | LBT | 7 | 110V1P/208V3P/480V3P | 50 | 60 | 0 | LBT22013 60V 50A | LBT22013 | LBT22013-0~60V-50/10/1/0A-7CH-208V3P IV Module PN: 430788 Chassis Dimension(inch): 35W39D51H Three Phase Power Requirement: Voltage(VAC): 208 Max Power(VA): 39408 Max Current/Phase(A): 110 Circuit Breaker(A): 150 | Standing System | 7 | Lug | 2P5.08PHNX-F | 304826 | 306130 | 14 | 7 | [6 empty] | YES | NO | NO | 0 | 0 | NO | NO | 3 | [5 empty] | 68120 | 993188
924138 | LBT22013-0~60V-50/10/1/0A-3CH-208V3P | LBT | 3 | 110V1P/208V3P/480V3P | 50 | 60 | 0 | LBT22013 60V 50A | LBT22013 | LBT22013-0~60V-50/10/1/0A-3CH-208V3P IV Module PN: 430788 Chassis Dimension(inch): 21W40D51H Three Phase Power Requirement: Voltage(VAC): 208 Max Power(VA): 20892 Max Current/Phase(A): 58 Circuit Breaker(A): 80 | Standing System | 3 | Lug | 2P5.08PHNX-F | 304826 | 306130 | 6 | 3 | [6 empty] | YES | NO | NO | 0 | 0 | NO | NO | 3 | [5 empty] | 35774 | 993189
924140 | LBT22013-0~60V-50/10/1/0A-5CH-208V3P | LBT | 5 | 110V1P/208V3P/480V3P | 50 | 60 | 0 | LBT22013 60V 50A | LBT22013 | LBT22013-0~60V-50/10/1/0A-5CH-208V3P IV Module PN: 430788 Chassis Dimension(inch): 35W39D51H Three Phase Power Requirement: Voltage(VAC): 208 Max Power(VA): 30438 Max Current/Phase(A): 85 Circuit Breaker(A): 100 | Standing System | 5 | Lug | 2P5.08PHNX-F | 304826 | 306130 | 10 | 5 | [6 empty] | YES | NO | NO | 0 | 0 | NO | NO | 3 | [5 empty] | 52987 | 993002
924142 | LBT22023MC-0~60V-15/2/0.1/0A-8CH-208V3P | LBT | 8 | 110V1P/208V3P/480V3P | 15 | 60 | 0 | LBT22023 60V 15A | LBT22023 | LBT22023MC-0~60V-15/2/0.1/0A-8CH-208V3P IV Module PN: 430166 Chassis Dimension(inch): 35W39D51H Three Phase Power Requirement: Voltage(VAC): 208 Max Power(VA): 20892 Max Current/Phase(A): 58 Circuit Breaker(A): 80 | Standing System | 8 | 4P7.62PHNX-F |  | 400930 |  | 8 | [7 empty] | YES | NO | NO | 0 | 0 | NO | NO | 3 | [5 empty] | 43920 | 993003
924144 | LBT22023MC-0~60V-15/2/0.1/0A-6CH-480V3P | LBT | 6 | 110V1P/208V3P/480V3P | 15 | 60 | 0 | LBT22023 60V 15A | LBT22023 | LBT22023MC-0~60V-15/2/0.1/0A-6CH-480V3P IV Module PN: 430166 Chassis Dimension(inch): 21W40D51H Single Phase Power Requirement: Voltage(VAC): 220 Max Power(VA): 1152 Max Current/Phase(A): 6 Circuit Breaker(A): 15 Three Phase Power Requirement: Voltage(VAC):480 Max Power(VA): 7800 Max Current/Phase(A): 10 Circuit Breaker(A): 20 | Standing System | 6 | 4P7.62PHNX-F |  | 400930 |  | 6 | [7 empty] | YES | NO | NO | 0 | 0 | NO | NO | 3 | [5 empty] | 29574 | 993287
924146 | LBT22023MC-0~60V-15/2/0.1/0A-6CH-208V3P | LBT | 6 | 110V1P/208V3P/480V3P | 15 | 60 | 0 | LBT22023 60V 15A | LBT22023 | LBT22023MC-0~60V-15/2/0.1/0A-6CH-208V3P IV Module PN: 430166 Chassis Dimension(inch): 21W40D51H Three Phase Power Requirement: Voltage(VAC): 208 Max Power(VA): 11922 Max Current/Phase(A): 34 Circuit Breaker(A): 50 | Standing System | 6 | 4P7.62PHNX-F |  | 400930 |  | 6 | [7 empty] | YES | NO | NO | 0 | 0 | NO | NO | 3 | [5 empty] | 32440 | 993190
924148 | LBT22023MC-0~60V-15/2/0.1/0A-10CH-208V3P | LBT | 10 | 110V1P/208V3P/480V3P | 15 | 60 | 0 | LBT22023 60V 15A | LBT22023 | LBT22023MC-0~60V-15/2/0.1/0A-10CH-208V3P IV Module PN: 430166 Chassis Dimension(inch): 35W39D51H Three Phase Power Requirement: Voltage(VAC): 208 Max Power(VA): 20892 Max Current/Phase(A): 58 Circuit Breaker(A): 80 | Standing System | 10 | 4P7.62PHNX-F |  | 400930 |  | 10 | [7 empty] | YES | NO | NO | 0 | 0 | NO | NO | 3 | [5 empty] | 49654 | 993004
924150 | LBT22023MC-0~60V-15/2/0.1/0A-12CH-480V3P | LBT | 12 | 110V1P/208V3P/480V3P | 15 | 60 | 0 | LBT22023 60V 15A | LBT22023 | LBT22023MC-0~60V-15/2/0.1/0A-12CH-480V3P IV Module PN: 430166 Chassis Dimension(inch): 35W39D51H Single Phase Power Requirement: Voltage(VAC): 220 Max Power(VA): 1152 Max Current/Phase(A): 6 Circuit Breaker(A): 15 Three Phase Power Requirement: Voltage(VAC):480 Max Power(VA): 19740 Max Current/Phase(A): 24 Circuit Breaker(A): 30 | Standing System | 12 | 4P7.62PHNX-F |  | 400930 |  | 12 | [7 empty] | YES | NO | NO | 0 | 0 | NO | NO | 3 | [5 empty] | 51187 | 993005
924152 | LBT22023MC-0~60V-15/2/0.1/0A-14CH-480V3P | LBT | 14 | 110V1P/208V3P/480V3P | 15 | 60 | 0 | LBT22023 60V 15A | LBT22023 | LBT22023MC-0~60V-15/2/0.1/0A-14CH-480V3P IV Module PN: 430166 Chassis Dimension(inch): 35W39D51H Single Phase Power Requirement: Voltage(VAC): 220 Max Power(VA): 1152 Max Current/Phase(A): 6 Circuit Breaker(A): 15 Three Phase Power Requirement: Voltage(VAC):480 Max Power(VA): 19740 Max Current/Phase(A): 24 Circuit Breaker(A): 30 | Standing System | 14 | 4P7.62PHNX-F |  | 400930 |  | 14 | [7 empty] | YES | NO | NO | 0 | 0 | NO | NO | 3 | [5 empty] | 56920 | 993006
924154 | LBT22023MC-0~60V-15/2/0.1/0A-14CH-208V3P | LBT | 14 | 110V1P/208V3P/480V3P | 15 | 60 | 0 | LBT22023 60V 15A | LBT22023 | LBT22023MC-0~60V-15/2/0.1/0A-14CH-208V3P IV Module PN: 430166 Chassis Dimension(inch): 35W39D51H Three Phase Power Requirement: Voltage(VAC): 208 Max Power(VA): 30438 Max Current/Phase(A): 85 Circuit Breaker(A): 100 | Standing System | 14 | 4P7.62PHNX-F |  | 400930 |  | 14 | [7 empty] | YES | NO | NO | 0 | 0 | NO | NO | 3 | [5 empty] | 66120 | 993007
924156 | LBT22023MC-0~60V-15/2/0.1/0A-16CH-208V3P | LBT | 16 | 110V1P/208V3P/480V3P | 15 | 60 | 0 | LBT22023 60V 15A | LBT22023 | LBT22023MC-0~60V-15/2/0.1/0A-16CH-208V3P IV Module PN: 430166 Chassis Dimension(inch): 35W39D51H Three Phase Power Requirement: Voltage(VAC): 208 Max Power(VA): 30438 Max Current/Phase(A): 85 Circuit Breaker(A): 100 | Standing System | 16 | 4P7.62PHNX-F |  | 400930 |  | 16 | [7 empty] | YES | NO | NO | 0 | 0 | NO | NO | 3 | [5 empty] | 71854 | 993008
924158 | LBT22023MC-0~60V-15/2/0.1/0A-18CH-480V3P | LBT | 18 | 110V1P/208V3P/480V3P | 15 | 60 | 0 | LBT22023 60V 15A | LBT22023 | LBT22023MC-0~60V-15/2/0.1/0A-18CH-480V3P IV Module PN: 430166 Chassis Dimension(inch): 35W39D51H Single Phase Power Requirement: Voltage(VAC): 220 Max Power(VA): 1728 Max Current/Phase(A): 8 Circuit Breaker(A): 15 Three Phase Power Requirement: Voltage(VAC):480 Max Power(VA): 37680 Max Current/Phase(A): 46 Circuit Breaker(A): 63 | Standing System | 18 | 4P7.62PHNX-F |  | 400930 |  | 18 | [7 empty] | YES | NO | NO | 0 | 0 | NO | NO | 3 | [5 empty] | 73387 | 993009
924160 | LBT22023MC-0~60V-15/2/0.1/0A-18CH-208V3P | LBT | 18 | 110V1P/208V3P/480V3P | 15 | 60 | 0 | LBT22023 60V 15A | LBT22023 | LBT22023MC-0~60V-15/2/0.1/0A-18CH-208V3P IV Module PN: 430166 Chassis Dimension(inch): 35W39D51H Three Phase Power Requirement: Voltage(VAC): 208 Max Power(VA): 30438 Max Current/Phase(A): 85 Circuit Breaker(A): 100 | Standing System | 18 | 4P7.62PHNX-F |  | 400930 |  | 18 | [7 empty] | YES | NO | NO | 0 | 0 | NO | NO | 3 | [5 empty] | 77587 | 993010
924162 | LBT22023MC-0~60V-15/2/0.1/0A-20CH-208V3P | LBT | 20 | 110V1P/208V3P/480V3P | 15 | 60 | 0 | LBT22023 60V 15A | LBT22023 | LBT22023MC-0~60V-15/2/0.1/0A-20CH-208V3P IV Module PN: 430166 Chassis Dimension(inch): 35W39D72H Three Phase Power Requirement: Voltage(VAC): 208 Max Power(VA): 39408 Max Current/Phase(A): 110 Circuit Breaker(A): 150 | Standing System | 20 | 4P7.62PHNX-F |  | 400930 |  | 20 | [7 empty] | YES | NO | NO | 0 | 0 | NO | NO | 3 | [5 empty] | 89647 | 993191
924164 | LBT22023MC-0~60V-15/2/0.1/0A-22CH-208V3P | LBT | 22 | 110V1P/208V3P/480V3P | 15 | 60 | 0 | LBT22023 60V 15A | LBT22023 | LBT22023MC-0~60V-15/2/0.1/0A-22CH-208V3P IV Module PN: 430166 Chassis Dimension(inch): 35W39D72H Three Phase Power Requirement: Voltage(VAC): 208 Max Power(VA): 39408 Max Current/Phase(A): 110 Circuit Breaker(A): 150 | Standing System | 22 | 4P7.62PHNX-F |  | 400930 |  | 22 | [7 empty] | YES | NO | NO | 0 | 0 | NO | NO | 3 | [5 empty] | 95380 | 993011
924166 | LBT22023MC-0~60V-15/2/0.1/0A-24CH-208V3P | LBT | 24 | 110V1P/208V3P/480V3P | 15 | 60 | 0 | LBT22023 60V 15A | LBT22023 | LBT22023MC-0~60V-15/2/0.1/0A-24CH-208V3P IV Module PN: 430166 Chassis Dimension(inch): 35W39D72H Three Phase Power Requirement: Voltage(VAC): 208 Max Power(VA): 39408 Max Current/Phase(A): 110 Circuit Breaker(A): 150 | Standing System | 24 | 4P7.62PHNX-F |  | 400930 |  | 24 | [7 empty] | YES | NO | NO | 0 | 0 | NO | NO | 3 | [5 empty] | 101447 | 993012
924168 | LBT22013-0~40V-75/15/1/0A-3CH-480V3P | LBT | 3 | 110V1P/208V3P/480V3P | 75 | 40 | 0 | LBT22013 40V 75A | LBT22013 | LBT22013-0~40V-75/15/1/0A-3CH-480V3P IV Module PN: 440588 Chassis Dimension(inch): 21W40D51H Single Phase Power Requirement: Voltage(VAC): 220 Max Power(VA): 1152 Max Current/Phase(A): 6 Circuit Breaker(A): 15 Three Phase Power Requirement: Voltage(VAC):480 Max Power(VA): 19620 Max Current/Phase(A): 24 Circuit Breaker(A): 30 | Standing System | 3 | Lug | 2P5.08PHNX-F | 304826 | 306130 | 6 | 3 | [6 empty] | YES | NO | NO | 0 | 0 | NO | NO | 3 | [5 empty] | 31574 | 993013
924170 | LBT22013-0~40V-75/15/1/0A-5CH-480V3P | LBT | 5 | 110V1P/208V3P/480V3P | 75 | 40 | 0 | LBT22013 40V 75A | LBT22013 | LBT22013-0~40V-75/15/1/0A-5CH-480V3P IV Module PN: 440588 Chassis Dimension(inch): 35W39D51H Single Phase Power Requirement: Voltage(VAC): 220 Max Power(VA): 1152 Max Current/Phase(A): 6 Circuit Breaker(A): 15 Three Phase Power Requirement: Voltage(VAC):480 Max Power(VA): 37440 Max Current/Phase(A): 46 Circuit Breaker(A): 63 | Standing System | 5 | Lug | 2P5.08PHNX-F | 304826 | 306130 | 10 | 5 | [6 empty] | YES | NO | NO | 0 | 0 | NO | NO | 3 | [5 empty] | 48120 | 993014
924172 | LBT22013-0~40V-75/15/1/0A-6CH-480V3P | LBT | 6 | 110V1P/208V3P/480V3P | 75 | 40 | 0 | LBT22013 40V 75A | LBT22013 | LBT22013-0~40V-75/15/1/0A-6CH-480V3P IV Module PN: 440588 Chassis Dimension(inch): 35W39D51H Single Phase Power Requirement: Voltage(VAC): 220 Max Power(VA): 1152 Max Current/Phase(A): 6 Circuit Breaker(A): 15 Three Phase Power Requirement: Voltage(VAC):480 Max Power(VA): 37440 Max Current/Phase(A): 46 Circuit Breaker(A): 63 | Standing System | 6 | Lug | 2P5.08PHNX-F | 304826 | 306130 | 12 | 6 | [6 empty] | YES | NO | NO | 0 | 0 | NO | NO | 3 | [5 empty] | 53520 | 993015
924174 | LBT22013-0~40V-75/15/1/0A-11CH-480V3P | LBT | 11 | 110V1P/208V3P/480V3P | 75 | 40 | 0 | LBT22013 40V 75A | LBT22013 | LBT22013-0~40V-75/15/1/0A-11CH-480V3P IV Module PN: 440588 Chassis Dimension(inch): 35W39D72H Single Phase Power Requirement: Voltage(VAC): 220 Max Power(VA): 1728 Max Current/Phase(A): 8 Circuit Breaker(A): 15 Three Phase Power Requirement: Voltage(VAC):480 Max Power(VA): 57060 Max Current/Phase(A): 69 Circuit Breaker(A): 80 | Standing System | 11 | Lug | 2P5.08PHNX-F | 304826 | 306130 | 22 | 11 | [6 empty] | YES | NO | NO | 0 | 0 | NO | NO | 3 | [5 empty] | 89847 | 993016
924176 | LBT22013-0~40V-75/15/1/0A-8CH-208V3P | LBT | 8 | 110V1P/208V3P/480V3P | 75 | 40 | 0 | LBT22013 40V 75A | LBT22013 | LBT22013-0~40V-75/15/1/0A-8CH-208V3P IV Module PN: 440588 Chassis Dimension(inch): 35W39D51H Three Phase Power Requirement: Voltage(VAC): 208 Max Power(VA): 39168 Max Current/Phase(A): 109 Circuit Breaker(A): 125 | Standing System | 8 | Lug | 2P5.08PHNX-F | 304826 | 306130 | 16 | 8 | [6 empty] | YES | NO | NO | 0 | 0 | NO | NO | 3 | [5 empty] | 73520 | 993017
924178 | LBT22013-0~40V-75/15/1/0A-2CH-480V3P | LBT | 2 | 110V1P/208V3P/480V3P | 75 | 40 | 0 | LBT22013 40V 75A | LBT22013 | LBT22013-0~40V-75/15/1/0A-2CH-480V3P IV Module PN: 440588 Chassis Dimension(inch): 21W40D51H Single Phase Power Requirement: Voltage(VAC): 220 Max Power(VA): 1152 Max Current/Phase(A): 6 Circuit Breaker(A): 15 Three Phase Power Requirement: Voltage(VAC):480 Max Power(VA): 19620 Max Current/Phase(A): 24 Circuit Breaker(A): 30 | Standing System | 2 | Lug | 2P5.08PHNX-F | 304826 | 306130 | 4 | 2 | [6 empty] | YES | NO | NO | 0 | 0 | NO | NO | 3 | [5 empty] | 26174 | 993018
924180 | LBT22013-0~40V-75/15/1/0A-3CH-208V3P | LBT | 3 | 110V1P/208V3P/480V3P | 75 | 40 | 0 | LBT22013 40V 75A | LBT22013 | LBT22013-0~40V-75/15/1/0A-3CH-208V3P IV Module PN: 440588 Chassis Dimension(inch): 21W40D51H Three Phase Power Requirement: Voltage(VAC): 208 Max Power(VA): 20772 Max Current/Phase(A): 58 Circuit Breaker(A): 80 | Standing System | 3 | Lug | 2P5.08PHNX-F | 304826 | 306130 | 6 | 3 | [6 empty] | YES | NO | NO | 0 | 0 | NO | NO | 3 | [5 empty] | 35774 | 993019
924182 | LBT22013-0~40V-75/15/1/0A-4CH-208V3P | LBT | 4 | 110V1P/208V3P/480V3P | 75 | 40 | 0 | LBT22013 40V 75A | LBT22013 | LBT22013-0~40V-75/15/1/0A-4CH-208V3P IV Module PN: 440588 Chassis Dimension(inch): 35W39D51H Three Phase Power Requirement: Voltage(VAC): 208 Max Power(VA): 20772 Max Current/Phase(A): 58 Circuit Breaker(A): 80 | Standing System | 4 | Lug | 2P5.08PHNX-F | 304826 | 306130 | 8 | 4 | [6 empty] | YES | NO | NO | 0 | 0 | NO | NO | 3 | [5 empty] | 42587 | 993020
924184 | LBT22013-0~40V-75/15/1/0A-5CH-208V3P | LBT | 5 | 110V1P/208V3P/480V3P | 75 | 40 | 0 | LBT22013 40V 75A | LBT22013 | LBT22013-0~40V-75/15/1/0A-5CH-208V3P IV Module PN: 440588 Chassis Dimension(inch): 35W39D51H Three Phase Power Requirement: Voltage(VAC): 208 Max Power(VA): 30258 Max Current/Phase(A): 84 Circuit Breaker(A): 100 | Standing System | 5 | Lug | 2P5.08PHNX-F | 304826 | 306130 | 10 | 5 | [6 empty] | YES | NO | NO | 0 | 0 | NO | NO | 3 | [5 empty] | 52987 | 993021
924186 | LBT22013-0~40V-75/15/1/0A-6CH-208V3P | LBT | 6 | 110V1P/208V3P/480V3P | 75 | 40 | 0 | LBT22013 40V 75A | LBT22013 | LBT22013-0~40V-75/15/1/0A-6CH-208V3P IV Module PN: 440588 Chassis Dimension(inch): 35W39D51H Three Phase Power Requirement: Voltage(VAC): 208 Max Power(VA): 30258 Max Current/Phase(A): 84 Circuit Breaker(A): 100 | Standing System | 6 | Lug | 2P5.08PHNX-F | 304826 | 306130 | 12 | 6 | [6 empty] | YES | NO | NO | 0 | 0 | NO | NO | 3 | [5 empty] | 58387 | 993022
924188 | LBT22013-0~40V-75/15/1/0A-7CH-208V3P | LBT | 7 | 110V1P/208V3P/480V3P | 75 | 40 | 0 | LBT22013 40V 75A | LBT22013 | LBT22013-0~40V-75/15/1/0A-7CH-208V3P IV Module PN: 440588 Chassis Dimension(inch): 35W39D51H Three Phase Power Requirement: Voltage(VAC): 208 Max Power(VA): 39168 Max Current/Phase(A): 109 Circuit Breaker(A): 125 | Standing System | 7 | Lug | 2P5.08PHNX-F | 304826 | 306130 | 14 | 7 | [6 empty] | YES | NO | NO | 0 | 0 | NO | NO | 3 | [5 empty] | 68120 | 993023
924190 | LBT22013-0~40V-75/15/1/0A-10CH-480V3P | LBT | 10 | 110V1P/208V3P/480V3P | 75 | 40 | 0 | LBT22013 40V 75A | LBT22013 | LBT22013-0~40V-75/15/1/0A-10CH-480V3P IV Module PN: 440588 Chassis Dimension(inch): 35W39D51H Single Phase Power Requirement: Voltage(VAC): 220 Max Power(VA): 1728 Max Current/Phase(A): 8 Circuit Breaker(A): 15 Three Phase Power Requirement: Voltage(VAC):480 Max Power(VA): 57060 Max Current/Phase(A): 69 Circuit Breaker(A): 80 | Standing System | 10 | Lug | 2P5.08PHNX-F | 304826 | 306130 | 20 | 10 | [6 empty] | YES | NO | NO | 0 | 0 | NO | NO | 3 | [5 empty] | 82454 | 993096
924192 | LBT22023MC-0~40V-20/2/0.1/0A-8CH-480V3P | LBT | 8 | 110V1P/208V3P/480V3P | 20 | 40 | 0 | LBT22023 40V 20A | LBT22023 | LBT22023MC-0~40V-20/2/0.1/0A-8CH-480V3P IV Module PN: 430150 Chassis Dimension(inch): 21W40D51H Single Phase Power Requirement: Voltage(VAC): 220 Max Power(VA): 1152 Max Current/Phase(A): 6 Circuit Breaker(A): 15 Three Phase Power Requirement: Voltage(VAC):480 Max Power(VA): 19620 Max Current/Phase(A): 24 Circuit Breaker(A): 30 | Standing System | 8 | 4P7.62PHNX-F |  | 400930 |  | 8 | [7 empty] | YES | NO | NO | 0 | 0 | NO | NO | 3 | [5 empty] | 38307 | 993024
924194 | LBT22023MC-0~40V-20/2/0.1/0A-10CH-480V3P | LBT | 10 | 110V1P/208V3P/480V3P | 20 | 40 | 0 | LBT22023 40V 20A | LBT22023 | LBT22023MC-0~40V-20/2/0.1/0A-10CH-480V3P IV Module PN: 430150 Chassis Dimension(inch): 35W39D51H Single Phase Power Requirement: Voltage(VAC): 220 Max Power(VA): 1152 Max Current/Phase(A): 6 Circuit Breaker(A): 15 Three Phase Power Requirement: Voltage(VAC):480 Max Power(VA): 19620 Max Current/Phase(A): 24 Circuit Breaker(A): 30 | Standing System | 10 | 4P7.62PHNX-F |  | 400930 |  | 10 | [7 empty] | YES | NO | NO | 0 | 0 | NO | NO | 3 | [5 empty] | 45454 | 993097
924196 | LBT22023MC-0~40V-20/2/0.1/0A-10CH-208V3P | LBT | 10 | 110V1P/208V3P/480V3P | 20 | 40 | 0 | LBT22023 40V 20A | LBT22023 | LBT22023MC-0~40V-20/2/0.1/0A-10CH-208V3P IV Module PN: 430150 Chassis Dimension(inch): 35W39D51H Three Phase Power Requirement: Voltage(VAC): 208 Max Power(VA): 20772 Max Current/Phase(A): 58 Circuit Breaker(A): 80 | Standing System | 10 | 4P7.62PHNX-F |  | 400930 |  | 10 | [7 empty] | YES | NO | NO | 0 | 0 | NO | NO | 3 | [5 empty] | 49654 | 993098
924198 | LBT22023MC-0~40V-20/2/0.1/0A-12CH-480V3P | LBT | 12 | 110V1P/208V3P/480V3P | 20 | 40 | 0 | LBT22023 40V 20A | LBT22023 | LBT22023MC-0~40V-20/2/0.1/0A-12CH-480V3P IV Module PN: 430150 Chassis Dimension(inch): 35W39D51H Single Phase Power Requirement: Voltage(VAC): 220 Max Power(VA): 1152 Max Current/Phase(A): 6 Circuit Breaker(A): 15 Three Phase Power Requirement: Voltage(VAC):480 Max Power(VA): 19620 Max Current/Phase(A): 24 Circuit Breaker(A): 30 | Standing System | 12 | 4P7.62PHNX-F |  | 400930 |  | 12 | [7 empty] | YES | NO | NO | 0 | 0 | NO | NO | 3 | [5 empty] | 51187 | 993025
924200 | LBT22023MC-0~40V-20/2/0.1/0A-14CH-480V3P | LBT | 14 | 110V1P/208V3P/480V3P | 20 | 40 | 0 | LBT22023 40V 20A | LBT22023 | LBT22023MC-0~40V-20/2/0.1/0A-14CH-480V3P IV Module PN: 430150 Chassis Dimension(inch): 35W39D51H Single Phase Power Requirement: Voltage(VAC): 220 Max Power(VA): 1152 Max Current/Phase(A): 6 Circuit Breaker(A): 15 Three Phase Power Requirement: Voltage(VAC):480 Max Power(VA): 19620 Max Current/Phase(A): 24 Circuit Breaker(A): 30 | Standing System | 14 | 4P7.62PHNX-F |  | 400930 |  | 14 | [7 empty] | YES | NO | NO | 0 | 0 | NO | NO | 3 | [5 empty] | 56920 | 993387
924202 | LBT22023MC-0~40V-20/2/0.1/0A-14CH-208V3P | LBT | 14 | 110V1P/208V3P/480V3P | 20 | 40 | 0 | LBT22023 40V 20A | LBT22023 | LBT22023MC-0~40V-20/2/0.1/0A-14CH-208V3P IV Module PN: 430150 Chassis Dimension(inch): 35W39D51H Three Phase Power Requirement: Voltage(VAC): 208 Max Power(VA): 20772 Max Current/Phase(A): 58 Circuit Breaker(A): 80 | Standing System | 14 | 4P7.62PHNX-F |  | 400930 |  | 14 | [7 empty] | YES | NO | NO | 0 | 0 | NO | NO | 3 | [5 empty] | 61120 | 993026
924204 | LBT22023MC-0~40V-20/2/0.1/0A-16CH-208V3P | LBT | 16 | 110V1P/208V3P/480V3P | 20 | 40 | 0 | LBT22023 40V 20A | LBT22023 | LBT22023MC-0~40V-20/2/0.1/0A-16CH-208V3P IV Module PN: 430150 Chassis Dimension(inch): 35W39D51H Three Phase Power Requirement: Voltage(VAC): 208 Max Power(VA): 21348 Max Current/Phase(A): 60 Circuit Breaker(A): 80 | Standing System | 16 | 4P7.62PHNX-F |  | 400930 |  | 16 | [7 empty] | YES | NO | NO | 0 | 0 | NO | NO | 3 | [5 empty] | 67520 | 993027
924206 | LBT22023MC-0~40V-20/2/0.1/0A-18CH-208V3P | LBT | 18 | 110V1P/208V3P/480V3P | 20 | 40 | 0 | LBT22023 40V 20A | LBT22023 | LBT22023MC-0~40V-20/2/0.1/0A-18CH-208V3P IV Module PN: 430150 Chassis Dimension(inch): 35W39D51H Three Phase Power Requirement: Voltage(VAC): 208 Max Power(VA): 30258 Max Current/Phase(A): 84 Circuit Breaker(A): 100 | Standing System | 18 | 4P7.62PHNX-F |  | 400930 |  | 18 | [7 empty] | YES | NO | NO | 0 | 0 | NO | NO | 3 | [5 empty] | 77587 | 993028
924208 | LBT22023MC-0~40V-20/2/0.1/0A-20CH-480V3P | LBT | 20 | 110V1P/208V3P/480V3P | 20 | 40 | 0 | LBT22023 40V 20A | LBT22023 | LBT22023MC-0~40V-20/2/0.1/0A-20CH-480V3P IV Module PN: 430150 Chassis Dimension(inch): 35W39D51H Single Phase Power Requirement: Voltage(VAC): 220 Max Power(VA): 1728 Max Current/Phase(A): 8 Circuit Breaker(A): 15 Three Phase Power Requirement: Voltage(VAC):480 Max Power(VA): 37440 Max Current/Phase(A): 46 Circuit Breaker(A): 63 | Standing System | 20 | 4P7.62PHNX-F |  | 400930 |  | 20 | [7 empty] | YES | NO | NO | 0 | 0 | NO | NO | 3 | [5 empty] | 79120 | 993029
924210 | LBT22023MC-0~40V-20/2/0.1/0A-20CH-208V3P | LBT | 20 | 110V1P/208V3P/480V3P | 20 | 40 | 0 | LBT22023 40V 20A | LBT22023 | LBT22023MC-0~40V-20/2/0.1/0A-20CH-208V3P IV Module PN: 430150 Chassis Dimension(inch): 35W39D51H Three Phase Power Requirement: Voltage(VAC): 208 Max Power(VA): 30258 Max Current/Phase(A): 84 Circuit Breaker(A): 100 | Standing System | 20 | 4P7.62PHNX-F |  | 400930 |  | 20 | [7 empty] | YES | NO | NO | 0 | 0 | NO | NO | 3 | [5 empty] | 83320 | 993030
924212 | LBT22023MC-0~40V-20/2/0.1/0A-22CH-480V3P | LBT | 22 | 110V1P/208V3P/480V3P | 20 | 40 | 0 | LBT22023 40V 20A | LBT22023 | LBT22023MC-0~40V-20/2/0.1/0A-22CH-480V3P IV Module PN: 430150 Chassis Dimension(inch): 35W39D51H Single Phase Power Requirement: Voltage(VAC): 220 Max Power(VA): 1728 Max Current/Phase(A): 8 Circuit Breaker(A): 15 Three Phase Power Requirement: Voltage(VAC):480 Max Power(VA): 37440 Max Current/Phase(A): 46 Circuit Breaker(A): 63 | Standing System | 22 | 4P7.62PHNX-F |  | 400930 |  | 22 | [7 empty] | YES | NO | NO | 0 | 0 | NO | NO | 3 | [5 empty] | 84854 | 993031
924214 | LBT22023MC-0~40V-20/2/0.1/0A-22CH-208V3P | LBT | 22 | 110V1P/208V3P/480V3P | 20 | 40 | 0 | LBT22023 40V 20A | LBT22023 | LBT22023MC-0~40V-20/2/0.1/0A-22CH-208V3P IV Module PN: 430150 Chassis Dimension(inch): 35W39D72H Three Phase Power Requirement: Voltage(VAC): 208 Max Power(VA): 30258 Max Current/Phase(A): 84 Circuit Breaker(A): 100 | Standing System | 22 | 4P7.62PHNX-F |  | 400930 |  | 22 | [7 empty] | YES | NO | NO | 0 | 0 | NO | NO | 3 | [5 empty] | 91047 | 993032
924216 | LBT22023MC-0~40V-20/2/0.1/0A-24CH-208V3P | LBT | 24 | 110V1P/208V3P/480V3P | 20 | 40 | 0 | LBT22023 40V 20A | LBT22023 | LBT22023MC-0~40V-20/2/0.1/0A-24CH-208V3P IV Module PN: 430150 Chassis Dimension(inch): 35W39D72H Three Phase Power Requirement: Voltage(VAC): 208 Max Power(VA): 30258 Max Current/Phase(A): 84 Circuit Breaker(A): 100 | Standing System | 24 | 4P7.62PHNX-F |  | 400930 |  | 24 | [7 empty] | YES | NO | NO | 0 | 0 | NO | NO | 3 | [5 empty] | 97114 | 993033
924218 | LBT22013-0~25V-100/10/1/0A-3CH-480V3P | LBT | 3 | 110V1P/208V3P/480V3P | 100 | 25 | 0 | LBT22013 25V 100A | LBT22013 | LBT22013-0~25V-100/10/1/0A-3CH-480V3P IV Module PN: 431056 Chassis Dimension(inch): 21W40D51H Single Phase Power Requirement: Voltage(VAC): 220 Max Power(VA): 1152 Max Current/Phase(A): 6 Circuit Breaker(A): 15 Three Phase Power Requirement: Voltage(VAC):480 Max Power(VA): 18600 Max Current/Phase(A): 23 Circuit Breaker(A): 30 | Standing System | 3 | Lug | 2P5.08PHNX-F | 304826 | 306130 | 6 | 3 | [6 empty] | YES | NO | NO | 0 | 0 | NO | NO | 3 | [5 empty] | 31574 | 993034
924220 | LBT22013-0~25V-100/10/1/0A-5CH-480V3P | LBT | 5 | 110V1P/208V3P/480V3P | 100 | 25 | 0 | LBT22013 25V 100A | LBT22013 | LBT22013-0~25V-100/10/1/0A-5CH-480V3P IV Module PN: 431056 Chassis Dimension(inch): 35W39D51H Single Phase Power Requirement: Voltage(VAC): 220 Max Power(VA): 1152 Max Current/Phase(A): 6 Circuit Breaker(A): 15 Three Phase Power Requirement: Voltage(VAC):480 Max Power(VA): 35400 Max Current/Phase(A): 43 Circuit Breaker(A): 50 | Standing System | 5 | Lug | 2P5.08PHNX-F | 304826 | 306130 | 10 | 5 | [6 empty] | YES | NO | NO | 0 | 0 | NO | NO | 3 | [5 empty] | 48120 | 993288
924222 | LBT22013-0~25V-100/10/1/0A-5CH-208V3P | LBT | 5 | 110V1P/208V3P/480V3P | 100 | 25 | 0 | LBT22013 25V 100A | LBT22013 | LBT22013-0~25V-100/10/1/0A-5CH-208V3P IV Module PN: 431056 Chassis Dimension(inch): 35W39D51H Three Phase Power Requirement: Voltage(VAC): 208 Max Power(VA): 30528 Max Current/Phase(A): 85 Circuit Breaker(A): 100 | Standing System | 5 | Lug | 2P5.08PHNX-F | 304826 | 306130 | 10 | 5 | [6 empty] | YES | NO | NO | 0 | 0 | NO | NO | 3 | [5 empty] | 52987 | 993035
924224 | LBT22013-0~25V-100/10/1/0A-7CH-208V3P | LBT | 7 | 110V1P/208V3P/480V3P | 100 | 25 | 0 | LBT22013 25V 100A | LBT22013 | LBT22013-0~25V-100/10/1/0A-7CH-208V3P IV Module PN: 431056 Chassis Dimension(inch): 35W39D51H Three Phase Power Requirement: Voltage(VAC): 208 Max Power(VA): 41328 Max Current/Phase(A): 115 Circuit Breaker(A): 150 | Standing System | 7 | Lug | 2P5.08PHNX-F | 304826 | 306130 | 14 | 7 | [6 empty] | YES | NO | NO | 0 | 0 | NO | NO | 3 | [5 empty] | 70254 | 993036
924226 | LBT22023HC-0~25V-50/5/0.1/0A-6CH-480V3P | LBT | 6 | 110V1P/208V3P/480V3P | 50 | 25 | 0 | LBT22023 25V 50A | LBT22023 | LBT22023HC-0~25V-50/5/0.1/0A-6CH-480V3P IV Module PN: 430138 Chassis Dimension(inch): 21W40D51H Single Phase Power Requirement: Voltage(VAC): 220 Max Power(VA): 1152 Max Current/Phase(A): 6 Circuit Breaker(A): 15 Three Phase Power Requirement: Voltage(VAC):480 Max Power(VA): 18600 Max Current/Phase(A): 23 Circuit Breaker(A): 30 | Standing System | 6 | Lug | 2P5.08PHNX-F | 304826 | 306130 | 12 | 6 | [6 empty] | YES | NO | NO | 0 | 0 | NO | NO | 3 | [5 empty] | 32574 | 993037
924228 | LBT22023HC-0~25V-50/5/0.1/0A-10CH-480V3P | LBT | 10 | 110V1P/208V3P/480V3P | 50 | 25 | 0 | LBT22023 25V 50A | LBT22023 | LBT22023HC-0~25V-50/5/0.1/0A-10CH-480V3P IV Module PN: 430138 Chassis Dimension(inch): 35W39D51H Single Phase Power Requirement: Voltage(VAC): 220 Max Power(VA): 1152 Max Current/Phase(A): 6 Circuit Breaker(A): 15 Three Phase Power Requirement: Voltage(VAC):480 Max Power(VA): 35400 Max Current/Phase(A): 43 Circuit Breaker(A): 50 | Standing System | 10 | Lug | 2P5.08PHNX-F | 304826 | 306130 | 20 | 10 | [6 empty] | YES | NO | NO | 0 | 0 | NO | NO | 3 | [5 empty] | 49787 | 993038
924230 | LBT22023HC-0~25V-50/5/0.1/0A-6CH-208V3P | LBT | 6 | 110V1P/208V3P/480V3P | 50 | 25 | 0 | LBT22023 25V 50A | LBT22023 | LBT22023HC-0~25V-50/5/0.1/0A-6CH-208V3P IV Module PN: 430138 Chassis Dimension(inch): 21W40D51H Three Phase Power Requirement: Voltage(VAC): 208 Max Power(VA): 20952 Max Current/Phase(A): 59 Circuit Breaker(A): 80 | Standing System | 6 | Lug | 2P5.08PHNX-F | 304826 | 306130 | 12 | 6 | [6 empty] | YES | NO | NO | 0 | 0 | NO | NO | 3 | [5 empty] | 36774 | 993039
924232 | LBT22023HC-0~25V-50/5/0.1/0A-10CH-208V3P | LBT | 10 | 110V1P/208V3P/480V3P | 50 | 25 | 0 | LBT22023 25V 50A | LBT22023 | LBT22023HC-0~25V-50/5/0.1/0A-10CH-208V3P IV Module PN: 430138 Chassis Dimension(inch): 35W39D51H Three Phase Power Requirement: Voltage(VAC): 208 Max Power(VA): 29952 Max Current/Phase(A): 84 Circuit Breaker(A): 100 | Standing System | 10 | Lug | 2P5.08PHNX-F | 304826 | 306130 | 20 | 10 | [6 empty] | YES | NO | NO | 0 | 0 | NO | NO | 3 | [5 empty] | 53987 | 993040
924234 | LBT22023HC-0~25V-50/5/0.1/0A-14CH-480V3P | LBT | 14 | 110V1P/208V3P/480V3P | 50 | 25 | 0 | LBT22023 25V 50A | LBT22023 | LBT22023HC-0~25V-50/5/0.1/0A-14CH-480V3P IV Module PN: 430138 Chassis Dimension(inch): 35W39D51H Single Phase Power Requirement: Voltage(VAC): 220 Max Power(VA): 1152 Max Current/Phase(A): 6 Circuit Breaker(A): 15 Three Phase Power Requirement: Voltage(VAC):480 Max Power(VA): 37200 Max Current/Phase(A): 45 Circuit Breaker(A): 63 | Standing System | 14 | Lug | 2P5.08PHNX-F | 304826 | 306130 | 28 | 14 | [6 empty] | YES | NO | NO | 0 | 0 | NO | NO | 3 | [5 empty] | 63587 | 993041
924236 | LBT22023HC-0~25V-50/5/0.1/0A-14CH-208V3P | LBT | 14 | 110V1P/208V3P/480V3P | 50 | 25 | 0 | LBT22023 25V 50A | LBT22023 | LBT22023HC-0~25V-50/5/0.1/0A-14CH-208V3P IV Module PN: 430138 Chassis Dimension(inch): 35W39D51H Three Phase Power Requirement: Voltage(VAC): 208 Max Power(VA): 41328 Max Current/Phase(A): 115 Circuit Breaker(A): 150 | Standing System | 14 | Lug | 2P5.08PHNX-F | 304826 | 306130 | 28 | 14 | [6 empty] | YES | NO | NO | 0 | 0 | NO | NO | 3 | [5 empty] | 72587 | 993042
924238 | LBT22023HC-0~25V-50/5/0.1/0A-16CH-208V3P | LBT | 16 | 110V1P/208V3P/480V3P | 50 | 25 | 0 | LBT22023 25V 50A | LBT22023 | LBT22023HC-0~25V-50/5/0.1/0A-16CH-208V3P IV Module PN: 430138 Chassis Dimension(inch): 35W39D51H Three Phase Power Requirement: Voltage(VAC): 208 Max Power(VA): 41328 Max Current/Phase(A): 115 Circuit Breaker(A): 150 | Standing System | 16 | Lug | 2P5.08PHNX-F | 304826 | 306130 | 32 | 16 | [6 empty] | YES | NO | NO | 0 | 0 | NO | NO | 3 | [5 empty] | 78320 | 993043
924240 | LBT22023HC-0~25V-50/5/0.1/0A-18CH-480V3P | LBT | 18 | 110V1P/208V3P/480V3P | 50 | 25 | 0 | LBT22023 25V 50A | LBT22023 | LBT22023HC-0~25V-50/5/0.1/0A-18CH-480V3P IV Module PN: 430138 Chassis Dimension(inch): 35W39D51H Single Phase Power Requirement: Voltage(VAC): 220 Max Power(VA): 1728 Max Current/Phase(A): 8 Circuit Breaker(A): 15 Three Phase Power Requirement: Voltage(VAC):480 Max Power(VA): 54000 Max Current/Phase(A): 65 Circuit Breaker(A): 80 | Standing System | 18 | Lug | 2P5.08PHNX-F | 304826 | 306130 | 36 | 18 | [6 empty] | YES | NO | NO | 0 | 0 | NO | NO | 3 | [5 empty] | 80054 | 993044
924242 | LBT22043HC-0~25V-20/2/0.1/0A-12CH-480V3P | LBT | 12 | 110V1P/208V3P/480V3P | 20 | 25 | 0 | LBT22043 25V 20A | LBT22043 | LBT22043HC-0~25V-20/2/0.1/0A-12CH-480V3P IV Module PN: 412626 Chassis Dimension(inch): 21W40D51H Single Phase Power Requirement: Voltage(VAC): 220 Max Power(VA): 1152 Max Current/Phase(A): 6 Circuit Breaker(A): 15 Three Phase Power Requirement: Voltage(VAC):480 Max Power(VA): 18600 Max Current/Phase(A): 23 Circuit Breaker(A): 30 | Standing System | 12 | 4P7.62PHNX-F |  | 400930 |  | 12 | [7 empty] | YES | NO | NO | 0 | 0 | NO | NO | 3 | [5 empty] | 37374 | 993045
924244 | LBT22043HC-0~25V-20/2/0.1/0A-20CH-480V3P | LBT | 20 | 110V1P/208V3P/480V3P | 20 | 25 | 0 | LBT22043 25V 20A | LBT22043 | LBT22043HC-0~25V-20/2/0.1/0A-20CH-480V3P IV Module PN: 412626 Chassis Dimension(inch): 35W39D51H Single Phase Power Requirement: Voltage(VAC): 220 Max Power(VA): 1152 Max Current/Phase(A): 6 Circuit Breaker(A): 15 Three Phase Power Requirement: Voltage(VAC):480 Max Power(VA): 18600 Max Current/Phase(A): 23 Circuit Breaker(A): 30 | Standing System | 20 | 4P7.62PHNX-F |  | 400930 |  | 20 | [7 empty] | YES | NO | NO | 0 | 0 | NO | NO | 3 | [5 empty] | 53454 | 993046
924246 | LBT22043HC-0~25V-20/2/0.1/0A-28CH-480V3P | LBT | 28 | 110V1P/208V3P/480V3P | 20 | 25 | 0 | LBT22043 25V 20A | LBT22043 | LBT22043HC-0~25V-20/2/0.1/0A-28CH-480V3P IV Module PN: 412626 Chassis Dimension(inch): 35W39D51H Single Phase Power Requirement: Voltage(VAC): 220 Max Power(VA): 1152 Max Current/Phase(A): 6 Circuit Breaker(A): 15 Three Phase Power Requirement: Voltage(VAC):480 Max Power(VA): 35400 Max Current/Phase(A): 43 Circuit Breaker(A): 50 | Standing System | 28 | 4P7.62PHNX-F |  | 400930 |  | 28 | [7 empty] | YES | NO | NO | 0 | 0 | NO | NO | 3 | [5 empty] | 72787 | 993047
924248 | LBT22043HC-0~25V-20/2/0.1/0A-32CH-480V3P | LBT | 32 | 110V1P/208V3P/480V3P | 20 | 25 | 0 | LBT22043 25V 20A | LBT22043 | LBT22043HC-0~25V-20/2/0.1/0A-32CH-480V3P IV Module PN: 412626 Chassis Dimension(inch): 35W39D51H Single Phase Power Requirement: Voltage(VAC): 220 Max Power(VA): 1728 Max Current/Phase(A): 8 Circuit Breaker(A): 15 Three Phase Power Requirement: Voltage(VAC):480 Max Power(VA): 37200 Max Current/Phase(A): 45 Circuit Breaker(A): 63 | Standing System | 32 | 4P7.62PHNX-F |  | 400930 |  | 32 | [7 empty] | YES | NO | NO | 0 | 0 | NO | NO | 3 | [5 empty] | 83120 | 993048
924250 | LBT22043HC-0~25V-20/2/0.1/0A-36CH-480V3P | LBT | 36 | 110V1P/208V3P/480V3P | 20 | 25 | 0 | LBT22043 25V 20A | LBT22043 | LBT22043HC-0~25V-20/2/0.1/0A-36CH-480V3P IV Module PN: 412626 Chassis Dimension(inch): 35W39D51H Single Phase Power Requirement: Voltage(VAC): 220 Max Power(VA): 1728 Max Current/Phase(A): 8 Circuit Breaker(A): 15 Three Phase Power Requirement: Voltage(VAC):480 Max Power(VA): 37200 Max Current/Phase(A): 45 Circuit Breaker(A): 63 | Standing System | 36 | 4P7.62PHNX-F |  | 400930 |  | 36 | [7 empty] | YES | NO | NO | 0 | 0 | NO | NO | 3 | [5 empty] | 90454 | 993049
924252 | LBT22043HC-0~25V-20/2/0.1/0A-24CH-208V3P | LBT | 24 | 110V1P/208V3P/480V3P | 20 | 25 | 0 | LBT22043 25V 20A | LBT22043 | LBT22043HC-0~25V-20/2/0.1/0A-24CH-208V3P IV Module PN: 412626 Chassis Dimension(inch): 35W39D51H Three Phase Power Requirement: Voltage(VAC): 208 Max Power(VA): 20952 Max Current/Phase(A): 59 Circuit Breaker(A): 80 | Standing System | 24 | 4P7.62PHNX-F |  | 400930 |  | 24 | [7 empty] | YES | NO | NO | 0 | 0 | NO | NO | 3 | [5 empty] | 65320 | 993050
924254 | LBT22043HC-0~25V-20/2/0.1/0A-40CH-208V3P | LBT | 40 | 110V1P/208V3P/480V3P | 20 | 25 | 0 | LBT22043 25V 20A | LBT22043 | LBT22043HC-0~25V-20/2/0.1/0A-40CH-208V3P IV Module PN: 412626 Chassis Dimension(inch): 35W39D72H Three Phase Power Requirement: Voltage(VAC): 208 Max Power(VA): 41328 Max Current/Phase(A): 115 Circuit Breaker(A): 150 | Standing System | 40 | 4P7.62PHNX-F |  | 400930 |  | 40 | [7 empty] | YES | NO | NO | 0 | 0 | NO | NO | 3 | [5 empty] | 108114 | 993192
924256 | LBT22043HC-0~25V-20/2/0.1/0A-28CH-208V3P | LBT | 28 | 110V1P/208V3P/480V3P | 20 | 25 | 0 | LBT22043 25V 20A | LBT22043 | LBT22043HC-0~25V-20/2/0.1/0A-28CH-208V3P IV Module PN: 412626 Chassis Dimension(inch): 35W39D51H Three Phase Power Requirement: Voltage(VAC): 208 Max Power(VA): 30528 Max Current/Phase(A): 85 Circuit Breaker(A): 100 | Standing System | 28 | 4P7.62PHNX-F |  | 400930 |  | 28 | [7 empty] | YES | NO | NO | 0 | 0 | NO | NO | 3 | [5 empty] | 77654 | 993051
924258 | LBT22043HC-0~25V-20/2/0.1/0A-32CH-208V3P | LBT | 32 | 110V1P/208V3P/480V3P | 20 | 25 | 0 | LBT22043 25V 20A | LBT22043 | LBT22043HC-0~25V-20/2/0.1/0A-32CH-208V3P IV Module PN: 412626 Chassis Dimension(inch): 35W39D51H Three Phase Power Requirement: Voltage(VAC): 208 Max Power(VA): 32328 Max Current/Phase(A): 90 Circuit Breaker(A): 125 | Standing System | 32 | 4P7.62PHNX-F |  | 400930 |  | 32 | [7 empty] | YES | NO | NO | 0 | 0 | NO | NO | 3 | [5 empty] | 87120 | 993052
924260 | LBT22043HC-0~25V-20/2/0.1/0A-36CH-208V3P | LBT | 36 | 110V1P/208V3P/480V3P | 20 | 25 | 0 | LBT22043 25V 20A | LBT22043 | LBT22043HC-0~25V-20/2/0.1/0A-36CH-208V3P IV Module PN: 412626 Chassis Dimension(inch): 35W39D51H Three Phase Power Requirement: Voltage(VAC): 208 Max Power(VA): 32328 Max Current/Phase(A): 90 Circuit Breaker(A): 125 | Standing System | 36 | 4P7.62PHNX-F |  | 400930 |  | 36 | [7 empty] | YES | NO | NO | 0 | 0 | NO | NO | 3 | [5 empty] | 94454 | 993053
924262 | LBT22043HC-0~25V-20/2/0.1/0A-44CH-208V3P | LBT | 44 | 110V1P/208V3P/480V3P | 20 | 25 | 0 | LBT22043 25V 20A | LBT22043 | LBT22043HC-0~25V-20/2/0.1/0A-44CH-208V3P IV Module PN: 412626 Chassis Dimension(inch): 35W39D72H Three Phase Power Requirement: Voltage(VAC): 208 Max Power(VA): 41328 Max Current/Phase(A): 115 Circuit Breaker(A): 150 | Standing System | 44 | 4P7.62PHNX-F |  | 400930 |  | 44 | [7 empty] | YES | NO | NO | 0 | 0 | NO | NO | 3 | [5 empty] | 115447 | 993054
924264 | LBT22043HC-0~25V-20/2/0.1/0A-48CH-208V3P | LBT | 48 | 110V1P/208V3P/480V3P | 20 | 25 | 0 | LBT22043 25V 20A | LBT22043 | LBT22043HC-0~25V-20/2/0.1/0A-48CH-208V3P IV Module PN: 412626 Chassis Dimension(inch): 35W39D72H Three Phase Power Requirement: Voltage(VAC): 208 Max Power(VA): 41328 Max Current/Phase(A): 115 Circuit Breaker(A): 150 | Standing System | 48 | 4P7.62PHNX-F |  | 400930 |  | 48 | [7 empty] | YES | NO | NO | 0 | 0 | NO | NO | 3 | [5 empty] | 123114 | 993055
924266 | LBT22043LC-0~25V-10/1/0.1/0A-24CH-480V3P | LBT | 24 | 110V1P/208V3P/480V3P | 10 | 25 | 0 | LBT22043 25V 10A | LBT22043 | LBT22043LC-0~25V-10/1/0.1/0A-24CH-480V3P IV Module PN: 412718 Chassis Dimension(inch): 35W39D51H Single Phase Power Requirement: Voltage(VAC): 220 Max Power(VA): 1152 Max Current/Phase(A): 6 Circuit Breaker(A): 15 Three Phase Power Requirement: Voltage(VAC):480 Max Power(VA): 18600 Max Current/Phase(A): 23 Circuit Breaker(A): 30 | Standing System | 24 | 4P5.08PHNX-F |  | 306170 |  | 24 | [7 empty] | YES | NO | NO | 0 | 0 | NO | NO | 3 | [5 empty] | 61120 | 993099
924268 | LBT22043LC-0~25V-10/1/0.1/0A-28CH-480V3P | LBT | 28 | 110V1P/208V3P/480V3P | 10 | 25 | 0 | LBT22043 25V 10A | LBT22043 | LBT22043LC-0~25V-10/1/0.1/0A-28CH-480V3P IV Module PN: 412718 Chassis Dimension(inch): 35W39D51H Single Phase Power Requirement: Voltage(VAC): 220 Max Power(VA): 1152 Max Current/Phase(A): 6 Circuit Breaker(A): 15 Three Phase Power Requirement: Voltage(VAC):480 Max Power(VA): 18600 Max Current/Phase(A): 23 Circuit Breaker(A): 30 | Standing System | 28 | 4P5.08PHNX-F |  | 306170 |  | 28 | [7 empty] | YES | NO | NO | 0 | 0 | NO | NO | 3 | [5 empty] | 68454 | 993056
924270 | LBT22043LC-0~25V-10/1/0.1/0A-32CH-480V3P | LBT | 32 | 110V1P/208V3P/480V3P | 10 | 25 | 0 | LBT22043 25V 10A | LBT22043 | LBT22043LC-0~25V-10/1/0.1/0A-32CH-480V3P IV Module PN: 412718 Chassis Dimension(inch): 35W39D51H Single Phase Power Requirement: Voltage(VAC): 220 Max Power(VA): 1152 Max Current/Phase(A): 6 Circuit Breaker(A): 15 Three Phase Power Requirement: Voltage(VAC):480 Max Power(VA): 18600 Max Current/Phase(A): 23 Circuit Breaker(A): 30 | Standing System | 32 | 4P5.08PHNX-F |  | 306170 |  | 32 | [7 empty] | YES | NO | NO | 0 | 0 | NO | NO | 3 | [5 empty] | 75787 | 993057
924272 | LBT22043LC-0~25V-10/1/0.1/0A-36CH-480V3P | LBT | 36 | 110V1P/208V3P/480V3P | 10 | 25 | 0 | LBT22043 25V 10A | LBT22043 | LBT22043LC-0~25V-10/1/0.1/0A-36CH-480V3P IV Module PN: 412718 Chassis Dimension(inch): 35W39D51H Single Phase Power Requirement: Voltage(VAC): 220 Max Power(VA): 1728 Max Current/Phase(A): 8 Circuit Breaker(A): 15 Three Phase Power Requirement: Voltage(VAC):480 Max Power(VA): 18600 Max Current/Phase(A): 23 Circuit Breaker(A): 30 | Standing System | 36 | 4P5.08PHNX-F |  | 306170 |  | 36 | [7 empty] | YES | NO | NO | 0 | 0 | NO | NO | 3 | [5 empty] | 83787 | 993100
924274 | LBT22043LC-0~25V-10/1/0.1/0A-44CH-480V3P | LBT | 44 | 110V1P/208V3P/480V3P | 10 | 25 | 0 | LBT22043 25V 10A | LBT22043 | LBT22043LC-0~25V-10/1/0.1/0A-44CH-480V3P IV Module PN: 412718 Chassis Dimension(inch): 35W39D51H Single Phase Power Requirement: Voltage(VAC): 220 Max Power(VA): 1728 Max Current/Phase(A): 8 Circuit Breaker(A): 15 Three Phase Power Requirement: Voltage(VAC):480 Max Power(VA): 35400 Max Current/Phase(A): 43 Circuit Breaker(A): 50 | Standing System | 44 | 4P5.08PHNX-F |  | 306170 |  | 44 | [7 empty] | YES | NO | NO | 0 | 0 | NO | NO | 3 | [5 empty] | 102787 | 993058
924276 | LBT22043LC-0~25V-10/1/0.1/0A-48CH-480V3P | LBT | 48 | 110V1P/208V3P/480V3P | 10 | 25 | 0 | LBT22043 25V 10A | LBT22043 | LBT22043LC-0~25V-10/1/0.1/0A-48CH-480V3P IV Module PN: 412718 Chassis Dimension(inch): 35W39D72H Single Phase Power Requirement: Voltage(VAC): 220 Max Power(VA): 1728 Max Current/Phase(A): 8 Circuit Breaker(A): 15 Three Phase Power Requirement: Voltage(VAC):480 Max Power(VA): 35400 Max Current/Phase(A): 43 Circuit Breaker(A): 50 | Standing System | 48 | 4P5.08PHNX-F |  | 306170 |  | 48 | [7 empty] | YES | NO | NO | 0 | 0 | NO | NO | 3 | [5 empty] | 112447 | 993059
924278 | LBT22043LC-0~25V-10/1/0.1/0A-40CH-208V3P | LBT | 40 | 110V1P/208V3P/480V3P | 10 | 25 | 0 | LBT22043 25V 10A | LBT22043 | LBT22043LC-0~25V-10/1/0.1/0A-40CH-208V3P IV Module PN: 412718 Chassis Dimension(inch): 35W39D51H Three Phase Power Requirement: Voltage(VAC): 208 Max Power(VA): 21528 Max Current/Phase(A): 60 Circuit Breaker(A): 80 | Standing System | 40 | 4P5.08PHNX-F |  | 306170 |  | 40 | [7 empty] | YES | NO | NO | 0 | 0 | NO | NO | 3 | [5 empty] | 95320 | 993060
924280 | LBT22043LC-0~25V-10/1/0.1/0A-44CH-208V3P | LBT | 44 | 110V1P/208V3P/480V3P | 10 | 25 | 0 | LBT22043 25V 10A | LBT22043 | LBT22043LC-0~25V-10/1/0.1/0A-44CH-208V3P IV Module PN: 412718 Chassis Dimension(inch): 35W39D51H Three Phase Power Requirement: Voltage(VAC): 208 Max Power(VA): 21528 Max Current/Phase(A): 60 Circuit Breaker(A): 80 | Standing System | 44 | 4P5.08PHNX-F |  | 306170 |  | 44 | [7 empty] | YES | NO | NO | 0 | 0 | NO | NO | 3 | [5 empty] | 102654 | 993061
924282 | LBT22043LC-0~25V-10/1/0.1/0A-24CH-208V3P | LBT | 24 | 110V1P/208V3P/480V3P | 10 | 25 | 0 | LBT22043 25V 10A | LBT22043 | LBT22043LC-0~25V-10/1/0.1/0A-24CH-208V3P IV Module PN: 412718 Chassis Dimension(inch): 35W39D51H Three Phase Power Requirement: Voltage(VAC): 208 Max Power(VA): 11952 Max Current/Phase(A): 34 Circuit Breaker(A): 50 | Standing System | 24 | 4P5.08PHNX-F |  | 306170 |  | 24 | [7 empty] | YES | NO | NO | 0 | 0 | NO | NO | 3 | [5 empty] | 60987 | 993062
924284 | LBT22043LC-0~25V-10/1/0.1/0A-28CH-208V3P | LBT | 28 | 110V1P/208V3P/480V3P | 10 | 25 | 0 | LBT22043 25V 10A | LBT22043 | LBT22043LC-0~25V-10/1/0.1/0A-28CH-208V3P IV Module PN: 412718 Chassis Dimension(inch): 35W39D51H Three Phase Power Requirement: Voltage(VAC): 208 Max Power(VA): 20952 Max Current/Phase(A): 59 Circuit Breaker(A): 80 | Standing System | 28 | 4P5.08PHNX-F |  | 306170 |  | 28 | [7 empty] | YES | NO | NO | 0 | 0 | NO | NO | 3 | [5 empty] | 72654 | 993063
924286 | LBT22043LC-0~25V-10/1/0.1/0A-32CH-208V3P | LBT | 32 | 110V1P/208V3P/480V3P | 10 | 25 | 0 | LBT22043 25V 10A | LBT22043 | LBT22043LC-0~25V-10/1/0.1/0A-32CH-208V3P IV Module PN: 412718 Chassis Dimension(inch): 35W39D51H Three Phase Power Requirement: Voltage(VAC): 208 Max Power(VA): 21528 Max Current/Phase(A): 60 Circuit Breaker(A): 80 | Standing System | 32 | 4P5.08PHNX-F |  | 306170 |  | 32 | [7 empty] | YES | NO | NO | 0 | 0 | NO | NO | 3 | [5 empty] | 80654 | 993064
924288 | LBT22043LC-0~25V-10/1/0.1/0A-36CH-208V3P | LBT | 36 | 110V1P/208V3P/480V3P | 10 | 25 | 0 | LBT22043 25V 10A | LBT22043 | LBT22043LC-0~25V-10/1/0.1/0A-36CH-208V3P IV Module PN: 412718 Chassis Dimension(inch): 35W39D51H Three Phase Power Requirement: Voltage(VAC): 208 Max Power(VA): 21528 Max Current/Phase(A): 60 Circuit Breaker(A): 80 | Standing System | 36 | 4P5.08PHNX-F |  | 306170 |  | 36 | [7 empty] | YES | NO | NO | 0 | 0 | NO | NO | 3 | [5 empty] | 87987 | 993065
924290 | LBT22043LC-0~25V-10/1/0.1/0A-48CH-208V3P | LBT | 48 | 110V1P/208V3P/480V3P | 10 | 25 | 0 | LBT22043 25V 10A | LBT22043 | LBT22043LC-0~25V-10/1/0.1/0A-48CH-208V3P IV Module PN: 412718 Chassis Dimension(inch): 35W39D72H Three Phase Power Requirement: Voltage(VAC): 208 Max Power(VA): 21528 Max Current/Phase(A): 60 Circuit Breaker(A): 80 | Standing System | 48 | 4P5.08PHNX-F |  | 306170 |  | 48 | [7 empty] | YES | NO | NO | 0 | 0 | NO | NO | 3 | [5 empty] | 112314 | 993066
924294 | SYSTEM-RBT41162H-(2~6)V-100A/25A-0.6KW16CH-9.6KW-(340~520)V3P/(200~240)V1P-Expandable | RBT4 | 16 | 480V3P/220V1P/380V3P | 100 | 6 | 2 | RBT4 6V 100A | RBT4116 | SYSTEM-RBT41162H-(2~6)V-100A/25A-0.6KW16CH-9.6KW-(340~520) V3P/(200~240)V1P-Expandable Chassis Dimension (inch): 25W45D71H Single Phase Power Requirement: Voltage(VAC): 200~240 Max Power(VA): 2000 Max Current/Phase(A): 10 Circuit Breaker(A): 15 Three Phase Power Requirement: Voltage(VAC): 340~520 Max Power(VA): 14500 Max Current/Phase(A): 22 Circuit Breaker(A): 32 | Standing System | 1 | 4P15PHNX-F | 8P5.08PHNX-F | 450400 | 333250 | 8 | 4 | [6 empty] | NO | YES | NO | 0 | 0 | NO | NO | 2 | RBT4 6V 100A 16CH | 1 |  |  |  | 46300 | 993587
924296 | SYSTEM-RBT41162H-(2~6)V-100A/25A-0.6KW48CH-28.8KW-(340~520)V3P/(200~240)V1P-Expandable | RBT4 | 48 | 480V3P/220V1P/380V3P | 100 | 6 | 2 | RBT4 6V 100A | RBT4116 | SYSTEM-RBT41162H-(2~6)V-100A/25A-0.6KW48CH-28.8KW-(340~520) V3P/(200~240)V1P-Expandable Chassis Dimension (inch): 25W45D71H Single Phase Power Requirement: Voltage(VAC): 200~240 Max Power(VA): 2000 Max Current/Phase(A): 10 Circuit Breaker(A): 15 Three Phase Power Requirement: Voltage(VAC): 340~520 Max Power(VA): 43000 Max Current/Phase(A): 66 Circuit Breaker(A): 80 | Standing System | 3 | 4P15PHNX-F | 8P5.08PHNX-F | 450400 | 333250 | 24 | 12 | [6 empty] | NO | YES | NO | 0 | 0 | NO | NO | 2 | RBT4 6V 100A 16CH | 3 |  |  |  | 107000 | 993687
924304 | SYSTEM-RBT41043H-(2~6)V-300A/150A/50A-1.8KW8CH-14.4KW-(340~520)V3P/(200~240)V1P-Expandable | RBT4 | 8 | 480V3P/220V1P/380V3P | 300 | 6 | 2 | RBT4 6V 300A | RBT4104 | SYSTEM-RBT41043H-(2~6)V-300A/150A/50A-1.8KW8CH-14.4KW-(340~520) V3P/(200~240)V1P-Expandable Chassis Dimension (inch): 25W45D71H Single Phase Power Requirement: Voltage(VAC): 200~240 Max Power(VA): 2000 Max Current/Phase(A): 10 Circuit Breaker(A): 15 Three Phase Power Requirement: Voltage(VAC): 340~520 Max Power(VA): 21500 Max Current/Phase(A): 33 Circuit Breaker(A): 50 | Standing System | 2 | Lug | 3P5.08PHNX-F | 304986 | 306154 | 32 | 8 | [6 empty] | NO | YES | NO | 0 | 0 | NO | NO | 3 | RBT4 6V 300A 4CH | 2 |  |  |  | 74000 | 993788
924306 | SYSTEM-RBT41043H-(0~6)V-400A/200A/50A-2.4KW4CH-9.6KW-(340~520)V3P/(200~240)V1P-Expandable | RBT4 | 4 | 480V3P/220V1P/380V3P | 400 | 6 | 0 | RBT4 6V 400A | RBT4104 | SYSTEM-RBT41043H-(0~6)V-400A/200A/50A-2.4KW4CH-9.6KW-(340~520) V3P/(200~240)V1P-Expandable Chassis Dimension (inch): 25W45D71H Single Phase Power Requirement: Voltage(VAC): 200~240 Max Power(VA): 2000 Max Current/Phase(A): 10 Circuit Breaker(A): 15 Three Phase Power Requirement: Voltage(VAC): 340~520 Max Power(VA): 15000 Max Current/Phase(A): 23 Circuit Breaker(A): 32 | Standing System | 1 | Lug | 3P5.08PHNX-F | 304986 | 306154 | 16 | 4 | [6 empty] | YES | YES | NO | 0 | 0 | NO | NO | 3 | RBT4 6V 400A 4CH | 1 |  |  |  | 52700 | 993888
924308 | SYSTEM-RBT41043H-(2~6)V-400A/200A/50A-2.4KW12CH-28.8KW-(340~520)V3P/(200~240)V1P-Expandable | RBT4 | 12 | 480V3P/220V1P/380V3P | 400 | 6 | 2 | RBT4 6V 400A | RBT4104 | SYSTEM-RBT41043H-(2~6)V-400A/200A/50A-2.4KW12CH-28.8KW-(340~520) V3P/(200~240)V1P-Expandable Chassis Dimension (inch): 25W45D71H Single Phase Power Requirement: Voltage(VAC): 200~240 Max Power(VA): 2000 Max Current/Phase(A): 10 Circuit Breaker(A): 15 Three Phase Power Requirement: Voltage(VAC): 340~520 Max Power(VA): 43000 Max Current/Phase(A): 66 Circuit Breaker(A): 80 | Standing System | 3 | Lug | 3P5.08PHNX-F | 304986 | 306154 | 48 | 12 | [6 empty] | NO | YES | NO | 0 | 0 | NO | NO | 3 | RBT4 6V 400A 4CH | 3 |  |  |  | 103000 | 993789
924310 | SYSTEM-RBT41043H-(2~6)V-400A/200A/50A-2.4KW8CH-19.2KW-(340~520)V3P/(200~240)V1P-Expandable | RBT4 | 8 | 480V3P/220V1P/380V3P | 400 | 6 | 2 | RBT4 6V 400A | RBT4104 | SYSTEM-RBT41043H-(2~6)V-400A/200A/50A-2.4KW8CH-19.2KW-(340~520) V3P/(200~240)V1P-Expandable Chassis Dimension (inch): 25W45D71H Single Phase Power Requirement: Voltage(VAC): 200~240 Max Power(VA): 2000 Max Current/Phase(A): 10 Circuit Breaker(A): 15 Three Phase Power Requirement: Voltage(VAC): 340~520 Max Power(VA): 28700 Max Current/Phase(A): 44 Circuit Breaker(A): 50 | Standing System | 2 | Lug | 3P5.08PHNX-F | 304986 | 306154 | 32 | 8 | [6 empty] | NO | YES | NO | 0 | 0 | NO | NO | 3 | RBT4 6V 400A 4CH | 2 |  |  |  | 74000 | 993790
924312 | SYSTEM-RBT41043H-(2~6)V-400A/200A/50A-2.4KW4CH-9.6KW-(340~520)V3P/(200~240)V1P-Expandable | RBT4 | 4 | 480V3P/220V1P/380V3P | 400 | 6 | 2 | RBT4 6V 400A | RBT4104 | SYSTEM-RBT41043H-(2~6)V-400A/200A/50A-2.4KW4CH-9.6KW-(340~520) V3P/(200~240)V1P-Expandable Chassis Dimension (inch): 25W45D71H Single Phase Power Requirement: Voltage(VAC): 200~240 Max Power(VA): 2000 Max Current/Phase(A): 10 Circuit Breaker(A): 15 Three Phase Power Requirement: Voltage(VAC): 340~520 Max Power(VA): 14500 Max Current/Phase(A): 22 Circuit Breaker(A): 32 | Standing System | 1 | Lug | 3P5.08PHNX-F | 304986 | 306154 | 16 | 4 | [6 empty] | NO | YES | NO | 0 | 0 | NO | NO | 3 | RBT4 6V 400A 4CH | 1 |  |  |  | 45000 | 993791
924314 | SYSTEM-RBT41162H-(2~10)V-100A/25A-1KW48CH-48KW-(340~520)V3P/(200~240)V1P | RBT4 | 48 | 480V3P/220V1P/380V3P | 100 | 10 | 2 | RBT4 10V 100A | RBT4116 | SYSTEM-RBT41162H-(2~10)V-100A/25A-1KW48CH-48KW-(340~520) V3P/(200~240)V1P Chassis Dimension (inch): 25W45D71H Single Phase Power Requirement: Voltage(VAC): 200~240 Max Power(VA): 2000 Max Current/Phase(A): 10 Circuit Breaker(A): 15 Three Phase Power Requirement: Voltage(VAC): 340~520 Max Power(VA): 62000 Max Current/Phase(A): 94 Circuit Breaker(A): 100 | Standing System | 3 | 4P15PHNX-F | 8P5.08PHNX-F | 450400 | 333250 | 24 | 12 | [6 empty] | NO | YES | NO | 0 | 0 | NO | NO | 2 | RBT4 10V 100A 16CH | 3 |  |  |  | 125000 | 993588
924316 | SYSTEM-RBT41162H-(2~10)V-100A/25A-1KW32CH-32KW-(340~520)V3P/(200~240)V1P-Expandable | RBT4 | 32 | 480V3P/220V1P/380V3P | 100 | 10 | 2 | RBT4 10V 100A | RBT4116 | SYSTEM-RBT41162H-(2~10)V-100A/25A-1KW32CH-32KW-(340~520) V3P/(200~240)V1P-Expandable Chassis Dimension (inch): 25W45D71H Single Phase Power Requirement: Voltage(VAC): 200~240 Max Power(VA): 2000 Max Current/Phase(A): 10 Circuit Breaker(A): 15 Three Phase Power Requirement: Voltage(VAC): 340~520 Max Power(VA): 41050 Max Current/Phase(A): 62 Circuit Breaker(A): 80 | Standing System | 2 | 4P15PHNX-F | 8P5.08PHNX-F | 450400 | 333250 | 16 | 8 | [6 empty] | NO | YES | NO | 0 | 0 | NO | NO | 2 | RBT4 10V 100A 16CH | 2 |  |  |  | 88700 | 993792
924324 | SYSTEM-RBT41043H-(2~10)V-300A/150A/50A-3KW12CH-36KW-(340~520)V3P/(200~240)V1P | RBT4 | 12 | 480V3P/220V1P/380V3P | 300 | 10 | 2 | RBT4 10V 300A | RBT4104 | SYSTEM-RBT41043H-(2~10)V-300A/150A/50A-3KW12CH-36KW-(340~520) V3P/(200~240)V1P Chassis Dimension (inch): 25W45D71H Single Phase Power Requirement: Voltage(VAC): 200~240 Max Power(VA): 2000 Max Current/Phase(A): 10 Circuit Breaker(A): 15 Three Phase Power Requirement: Voltage(VAC): 340~520 Max Power(VA): 47000 Max Current/Phase(A): 71 Circuit Breaker(A): 80 | Standing System | 3 | Lug | 3P5.08PHNX-F | 304986 | 306154 | 48 | 12 | [6 empty] | NO | YES | NO | 0 | 0 | NO | NO | 3 | RBT4 10V 300A 4CH | 3 |  |  |  | 121000 | 993794
924326 | SYSTEM-RBT41043H-(2~10)V-300A/150A/50A-3KW8CH-24KW-(340~520)V3P/(200~240)V1P-Expandable | RBT4 | 8 | 480V3P/220V1P/380V3P | 300 | 10 | 2 | RBT4 10V 300A | RBT4104 | SYSTEM-RBT41043H-(2~10)V-300A/150A/50A-3KW8CH-24KW-(340~520) V3P/(200~240)V1P-Expandable Chassis Dimension (inch): 25W45D71H Single Phase Power Requirement: Voltage(VAC): 200~240 Max Power(VA): 2000 Max Current/Phase(A): 10 Circuit Breaker(A): 15 Three Phase Power Requirement: Voltage(VAC): 340~520 Max Power(VA): 30800 Max Current/Phase(A): 47 Circuit Breaker(A): 63 | Standing System | 2 | Lug | 3P5.08PHNX-F | 304986 | 306154 | 32 | 8 | [6 empty] | NO | YES | NO | 0 | 0 | NO | NO | 3 | RBT4 10V 300A 4CH | 2 |  |  |  | 86000 | 993589
924328 | SYSTEM-RBT41043H-(2~10)V-300A/150A/50A-3KW4CH-12KW-(340~520)V3P/(200~240)V1P-Expandable | RBT4 | 4 | 480V3P/220V1P/380V3P | 300 | 10 | 2 | RBT4 10V 300A | RBT4104 | SYSTEM-RBT41043H-(2~10)V-300A/150A/50A-3KW4CH-12KW-(340~520) V3P/(200~240)V1P-Expandable Chassis Dimension (inch): 25W45D71H Single Phase Power Requirement: Voltage(VAC): 200~240 Max Power(VA): 2000 Max Current/Phase(A): 10 Circuit Breaker(A): 15 Three Phase Power Requirement: Voltage(VAC): 340~520 Max Power(VA): 15500 Max Current/Phase(A): 24 Circuit Breaker(A): 32 | Standing System | 1 | Lug | 3P5.08PHNX-F | 304986 | 306154 | 16 | 4 | [6 empty] | NO | YES | NO | 0 | 0 | NO | NO | 3 | RBT4 10V 300A 4CH | 1 |  |  |  | 51000 | 993795
924330 | SYSTEM-RBT41043H-(2~10)V-400A/200A/50A-4KW12CH-48KW-(340~520)V3P/(200~240)V1P | RBT4 | 12 | 480V3P/220V1P/380V3P | 400 | 10 | 2 | RBT4 10V 400A | RBT4104 | SYSTEM-RBT41043H-(2~10)V-400A/200A/50A-4KW12CH-48KW-(340~520) V3P/(200~240)V1P Chassis Dimension (inch): 25W45D71H Single Phase Power Requirement: Voltage(VAC): 200~240 Max Power(VA): 2000 Max Current/Phase(A): 10 Circuit Breaker(A): 15 Three Phase Power Requirement: Voltage(VAC): 340~520 Max Power(VA): 62000 Max Current/Phase(A): 94 Circuit Breaker(A): 100 | Standing System | 3 | Lug | 3P5.08PHNX-F | 304986 | 306154 | 48 | 12 | [6 empty] | NO | YES | NO | 0 | 0 | NO | NO | 3 | RBT4 10V 400A 4CH | 3 |  |  |  | 121000 | 993796
924332 | SYSTEM-RBT41043H-(2~10)V-400A/200A/50A-4KW4CH-16KW-(340~520)V3P/(200~240)V1P-Expandable | RBT4 | 4 | 480V3P/220V1P/380V3P | 400 | 10 | 2 | RBT4 10V 400A | RBT4104 | SYSTEM-RBT41043H-(2~10)V-400A/200A/50A-4KW4CH-16KW-(340~520) V3P/(200~240)V1P-Expandable Chassis Dimension (inch): 25W45D71H Single Phase Power Requirement: Voltage(VAC): 200~240 Max Power(VA): 2000 Max Current/Phase(A): 10 Circuit Breaker(A): 15 Three Phase Power Requirement: Voltage(VAC): 340~520 Max Power(VA): 20520 Max Current/Phase(A): 31 Circuit Breaker(A): 50 | Standing System | 1 | Lug | 3P5.08PHNX-F | 304986 | 306154 | 16 | 4 | [6 empty] | NO | YES | NO | 0 | 0 | NO | NO | 3 | RBT4 10V 400A 4CH | 1 |  |  |  | 51000 | 993590
924334 | SYSTEM-RBT41162H-(2~20)V-100A/25A-2KW32CH-64KW-(340~520)V3P/(200~240)V1P | RBT4 | 32 | 480V3P/220V1P/380V3P | 100 | 20 | 2 | RBT4 20V 100A | RBT4116 | SYSTEM-RBT41162H-(2~20)V-100A/25A-2KW32CH-64KW-(340~520) V3P/(200~240)V1P Chassis Dimension (inch): 25W45D71H Single Phase Power Requirement: Voltage(VAC): 200~240 Max Power(VA): 2000 Max Current/Phase(A): 10 Circuit Breaker(A): 15 Three Phase Power Requirement: Voltage(VAC): 340~520 Max Power(VA): 78000 Max Current/Phase(A): 119 Circuit Breaker(A): 125 | Standing System | 2 | 4P15PHNX-F | 8P5.08PHNX-F | 450400 | 333250 | 16 | 8 | [6 empty] | NO | YES | NO | 0 | 0 | NO | NO | 2 | RBT4 20V 100A 16CH | 2 |  |  |  | 100700 | 993591
924444 | System-LBT20084-(-5)~5V-0.2/0.01/0.001/0.0001A-8CH-auxV-auxT-110V1P-V101 | LBT | 8 | 110V1P/208V3P/480V3P | 0.2 | 5 | -5 | LBT20084 +/-5V 0.2A | LBT20084 | LBT20084-(-5)~5V-0.2/0.01/0.001/0.0001A-8CH-auxV-auxT-110V1P IV Module PN: 448094 Chassis Dimension(inch): 16W16D6H Single Phase Power Requirement: Voltage(VAC): 110 Max Power(VA): 100 Max Current/Phase(A): 1 Circuit Breaker(A): 15 | Benchtop | 1 | 4P5.08PHNX-F |  | 194922 |  | 8 | [7 empty] | YES | NO | NO | 8 | 8 | YES | NO | 4 | [5 empty] | 5780 | 1010091
924446 | System-LBT20084-(-5)~5V-0.2/0.01/0.001/0.0001A-16CH-auxV-auxT-110V1P-V101 | LBT | 16 | 110V1P/208V3P/480V3P | 0.2 | 5 | -5 | LBT20084 +/-5V 0.2A | LBT20084 | LBT20084-(-5)~5V-0.2/0.01/0.001/0.0001A-16CH-auxV-auxT-110V1P IV Module PN: 448094 Chassis Dimension(inch): 16W17D13H Single Phase Power Requirement: Voltage(VAC): 110 Max Power(VA): 200 Max Current/Phase(A): 2 Circuit Breaker(A): 15 | Benchtop | 1 | 4P5.08PHNX-F |  | 194922 |  | 16 | [7 empty] | YES | NO | NO | 16 | 16 | YES | NO | 4 | [5 empty] | 12233 | 1010191
924450 | SYS-LBT21084UC-MZTC-0~5V-10A/0.5A/0.02A/0.001A-8CH-auxV-auxT(PT100)-1C(8Co/C)-100~240V1P-V1.0 | All in one | 8 | 110V1P/220V1P | 5 | 10 |  |  |  | SYS-LBT21084UC-MZTC-0~5V-10A/0.5A/0.02A/0.001A-8CH-auxV-auxT(PT100)-1C(8Co/C)-100~240V1P-V1.0 |  | 1 | [25 empty] | 7206
924452 | SYS-LBT21084UC-MZTC-0~5V-10A/0.5A/0.02A/0.001A-8CH-auxV-auxT(PT100)-1C(8Cyl/C)-100~240V1P-V1.0 | All in one | 8 | 110V1P/220V1P | 5 | 10 |  |  |  | SYS-LBT21084UC-MZTC-0~5V-10A/0.5A/0.02A/0.001A-8CH-auxV-auxT(PT100)-1C(8Cyl/C)-100~240V1P-V1.0 |  | 1 | [25 empty] | 7339
924454 | SYS-LBT21084UC-MZTC-(-5)~5V-5A/0.5A/0.02A/0.001A-8CH-auxV-auxT(PT100)-1C(8Co/C)-100~240V1P-V1.0 | All in one | 8 | 110V1P/220V1P | 5 | 5 |  |  |  | SYS-LBT21084UC-MZTC-(-5)~5V-5A/0.5A/0.02A/0.001A-8CH-auxV-auxT(PT100)-1C(8Co/C)-100~240V1P-V1.0 |  | 1 | [25 empty] | 7034
924456 | SYS-LBT21084UC-MZTC-(-5)~5V-5A/0.5A/0.02A/0.001A-8CH-auxV-auxT(PT100)-1C(8Cyl/C)-100~240V1P-V1.0 | All in one | 8 | 110V1P/220V1P | 5 | 5 |  |  |  | SYS-LBT21084UC-MZTC-(-5)~5V-5A/0.5A/0.02A/0.001A-8CH-auxV-auxT(PT100)-1C(8Cyl/C)-100~240V1P-V1.0 |  | 1 | [25 empty] | 7167
924458 | SYS-LBT21084UC-MZTC-0~5V-5A/0.5A/0.02A/0.001A-8CH-auxV-auxT(PT100)-1C(8Co/C)-100~240V1P-V1.0 | All in one | 8 | 110V1P/220V1P | 5 | 5 |  |  |  | SYS-LBT21084UC-MZTC-0~5V-5A/0.5A/0.02A/0.001A-8CH-auxV-auxT(PT100)-1C(8Co/C)-100~240V1P-V1.0 |  | 1 | [25 empty] | 7472
924460 | SYS-LBT21084UC-MZTC-0~5V-5A/0.5A/0.02A/0.001A-8CH-auxV-auxT(PT100)-1C(8Cyl/C)-100~240V1P-V1.0 | All in one | 8 | 110V1P/220V1P | 5 | 5 |  |  |  | SYS-LBT21084UC-MZTC-0~5V-5A/0.5A/0.02A/0.001A-8CH-auxV-auxT(PT100)-1C(8Cyl/C)-100~240V1P-V1.0 |  | 1 | [25 empty] | 7605
924462 | SYS-LBT21084UC-MZTC-(-5)~5V-1A/0.05A/0.002A/0.0001A-8CH-auxV-auxT(PT100)-1C(8Co/C)-100~240V1P-V1.0 | All in one | 8 | 110V1P/220V1P | 5 | 1 |  |  |  | SYS-LBT21084UC-MZTC-(-5)~5V-1A/0.05A/0.002A/0.0001A-8CH-auxV-auxT(PT100)-1C(8Co/C)-100~240V1P-V1.0 |  | 1 | [25 empty] | 7067
924464 | SYS-LBT21084UC-MZTC-(-5)~5V-1A/0.05A/0.002A/0.0001A-8CH-auxV-auxT(PT100)-1C(8Cyl/C)-100~240V1P-V1.0 | All in one | 8 | 110V1P/220V1P | 5 | 1 |  |  |  | SYS-LBT21084UC-MZTC-(-5)~5V-1A/0.05A/0.002A/0.0001A-8CH-auxV-auxT(PT100)-1C(8Cyl/C)-100~240V1P-V1.0 |  | 1 | [25 empty] | 7253
924466 | SYS-HPS21026-MZTC-(-6)~6V-5A/1A/0.1A/0.01A/0.001A/0.0001A-2CH-auxV-auxT(PT100)-2C(1Co/C)-100~240V1P-V1.0 | All in one | 2 | 110V1P/220V1P | 6 | 5 |  |  |  | SYS-HPS21026-MZTC-(-6)~6V-5A/1A/0.1A/0.01A/0.001A/0.0001A-2CH-auxV-auxT(PT100)-2C(1Co/C)-100~240V1P-V1.0 |  | 1 | [25 empty] | 12514
924468 | SYS-HPS21026-MZTC-(-6)~6V-5A/1A/0.1A/0.01A/0.001A/0.0001A-2CH-auxV-auxT(PT100)-2C(1Cyl/C)-100~240V1P-V1.0 | All in one | 2 | 110V1P/220V1P | 6 | 5 |  |  |  | SYS-HPS21026-MZTC-(-6)~6V-5A/1A/0.1A/0.01A/0.001A/0.0001A-2CH-auxV-auxT(PT100)-2C(1Cyl/C)-100~240V1P-V1.0 |  | 1 | [25 empty] | 12702
924470 | SYS-HPS21026-MZTC-(-6)~6V-5A/1A/0.1A/0.01A/0.001A/0.0001A-2CH-auxV-auxT(PT100)-2C(1Univ/C)-100~240V1P-V1.0 | All in one | 2 | 110V1P/220V1P | 6 | 5 |  |  |  | SYS-HPS21026-MZTC-(-6)~6V-5A/1A/0.1A/0.01A/0.001A/0.0001A-2CH-auxV-auxT(PT100)-2C(1Univ/C)-100~240V1P-V1.0 |  | 1 | [25 empty] | 12554
924472 | SYS-PDBT21084-MZTC-0~5V-5A/0.1A/0.01A/0.001A-8CH-auxV-auxT(PT100)-1C(8Co/C)-100~240V1P-V1.0 | All in one | 8 | 110V1P/220V1P | 5 | 5 |  |  |  | SYS-PDBT21084-MZTC-0~5V-5A/0.1A/0.01A/0.001A-8CH-auxV-auxT(PT100)-1C(8Co/C)-100~240V1P-V1.0 |  | 1 | [25 empty] | 10354
924474 | SYS-PDBT21084-MZTC-0~5V-5A/0.1A/0.01A/0.001A-8CH-auxV-auxT(PT100)-1C(8Cyl/C)-100~240V1P-V1.0 | All in one | 8 | 110V1P/220V1P | 5 | 5 |  |  |  | SYS-PDBT21084-MZTC-0~5V-5A/0.1A/0.01A/0.001A-8CH-auxV-auxT(PT100)-1C(8Cyl/C)-100~240V1P-V1.0 |  | 1 | [25 empty] | 10487
924480 | System-LBT21084UC-0~5V-5/0.5/0.02/0.001A-16CH-auxV-auxT-110V1P-V101 | LBT(temp disabled) | 16 | 110V1P/208V3P/480V3P | 5 | 5 | 0 | LBT21084 5V 5A | LBT21084 | LBT21084UC-0~5V-5/0.5/0.02/0.001A-16CH-auxV-auxT-110V1P IV Module PN: 448084 Chassis Dimension(inch): 16W17D13H Single Phase Power Requirement: Voltage(VAC): 110 Max Power(VA): 950 Max Current/Phase(A): 9 Circuit Breaker(A): 15 | Benchtop | 2 | 4P5.08PHNX-F |  | 306170 |  | 16 | [7 empty] | YES | NO | NO | 16 | 16 | YES | NO | 4 | [5 empty] | 13046 | 1011091
924484 | System-LBT21084UC-(-5)~5V-1/0.05/0.002/0.0001A-8CH-auxV-auxT-110V1P-V101 | LBT(temp disabled) | 8 | 110V1P/208V3P/480V3P | 1 | 5 | -5 | LBT21084 +/-5V 1A | LBT21084 | LBT21084UC-(-5)~5V-1/0.05/0.002/0.0001A-8CH-auxV-auxT-110V1P IV Module PN: 448082 Chassis Dimension(inch): 16W17D13H Single Phase Power Requirement: Voltage(VAC): 110 Max Power(VA): 275 Max Current/Phase(A): 2 Circuit Breaker(A): 15 | Benchtop | 1 | 4P5.08PHNX-F |  | 306170 |  | 8 | [7 empty] | YES | NO | NO | 8 | 8 | YES | NO | 4 | [5 empty] | 8193 | 1011092
924486 | System-LBT21084UC-(-5)~5V-1/0.05/0.002/0.0001A-16CH-auxV-auxT-110V1P-V101 | LBT(temp disabled) | 16 | 110V1P/208V3P/480V3P | 1 | 5 | -5 | LBT21084 +/-5V 1A | LBT21084 | LBT21084UC-(-5)~5V-1/0.05/0.002/0.0001A-16CH-auxV-auxT-110V1P IV Module PN: 448082 Chassis Dimension(inch): 16W17D13H Single Phase Power Requirement: Voltage(VAC): 110 Max Power(VA): 350 Max Current/Phase(A): 3 Circuit Breaker(A): 15 | Benchtop | 2 | 4P5.08PHNX-F |  | 306170 |  | 16 | [7 empty] | YES | NO | NO | 16 | 16 | YES | NO | 4 | [5 empty] | 13313 | 1010994
924536 | Looking for 5V10A-32CH? Set AC Power to 220V1P | LBTS | 32 | 208V3P |  |  | 0 | LBTS21324-10A |  | Looking for 5V10A-32CH? Set AC Power to 220V1P | [14 empty] | YES | NO | NO | 0 | 0 | NO | NO | [7 empty] | 1019097
924538 | Looking for 5V5A with less CH? Set AC Power to 220V1P | LBTS |  | 208V3P |  |  | 0 | LBTS21324-5A |  | Looking for 5V5A with less CH? Set AC Power to 220V1P | [14 empty] | YES | NO | NO | 0 | 0 | NO | NO | [7 empty] | 1019098
924540 | Looking for 5V5A 32CH? Sell two 5V5A16CH desktop systems at lower price! | LBTS |  | 220V1P |  |  | 0 | LBTS21324-5A |  | Looking for 5V5A 32CH? Sell two 5V5A16CH desktop systems at lower price! | [14 empty] | YES | NO | NO | 0 | 0 | NO | NO | [7 empty] | 1019099
924544 | Looking for 5V1A System? Set AC Power to 220V1P | LBTS |  | 208V3P |  |  | 0 | LBTS21324-1A |  | Looking for 5V1A System? Set AC Power to 220V1P | [14 empty] | YES | NO | NO | 0 | 0 | NO | NO | [7 empty] | 1019100
924660 | _SYSTEM-RBT41043H-(0~20)V-400A/200A/50A-8KW8CH-64KW-(340~520)V3P/(200~240)V1P | RBT4 | 8 | 480V3P/220V1P/380V3P | 400 | 20 | 0 | RBT4 20V 400A | RBT41043 | SYSTEM-RBT41043H-(0~20)V-400A/200A/50A-8KW8CH-64KW-(340~520) V3P/(200~240)V1P Chassis Dimension (inch): 25W45D71H Single Phase Power Requirement: Voltage(VAC): 200~240 Max Power(VA): 2000 Max Current/Phase(A): 10 Circuit Breaker(A): 15 Three Phase Power Requirement: Voltage(VAC): 340~520 Max Power(VA): 79000 Max Current/Phase(A): 119 Circuit Breaker(A): 100 | Standing System | 2 | [12 empty] | YES | YES | NO | 0 | 0 | NO | NO | 3 | RBT4 20V 400A 4CH | 2 |  |  |  | 113300 | 1019130
924662 | _SYSTEM-RBT41043H-(0~20)V-400A/200A/50A-8KW4CH-32KW-(340~520)V3P/(200~240)V1P-Expandable | RBT4 | 4 | 480V3P/220V1P/380V3P | 400 | 20 | 0 | RBT4 20V 400A | RBT41043 | SYSTEM-RBT41043H-(0~20)V-400A/200A/50A-8KW4CH-32KW-(340~520) V3P/(200~240)V1P-Expandable Chassis Dimension (inch): 25W45D71H Single Phase Power Requirement: Voltage(VAC): 200~240 Max Power(VA): 2000 Max Current/Phase(A): 10 Circuit Breaker(A): 15 Three Phase Power Requirement: Voltage(VAC): 340~520 Max Power(VA): 40000 Max Current/Phase(A): 61 Circuit Breaker(A): 80 | Standing System | 1 | [12 empty] | YES | YES | NO | 0 | 0 | NO | NO | 3 | RBT4 20V 400A 4CH | 1 |  |  |  | 64700 | 1019129
924664 | _SYSTEM-RBT41043H-(-20~20)V-400A/200A/50A-8KW4CH-32KW-(340~520)V3P/(200~240)V1P | RBT4 | 4 | 480V3P/220V1P/380V3P | 400 | 20 | 0 | RBT4 20V 400A | RBT41043 | SYSTEM-RBT41043H-(-20~20)V-400A/200A/50A-8KW4CH-32KW-(340~520) V3P/(200~240)V1P Chassis Dimension (inch): 25W45D71H Single Phase Power Requirement: Voltage(VAC): 200~240 Max Power(VA): 2000 Max Current/Phase(A): 10 Circuit Breaker(A): 15 Three Phase Power Requirement: Voltage(VAC): 340~520 Max Power(VA): 39500 Max Current/Phase(A): 62 Circuit Breaker(A): 80 | Standing System | 1 | [12 empty] | YES | YES | NO | 0 | 0 | NO | NO | 3 | RBT4 20V 400A 4CH | 1 |  |  |  | 72300 | 1019128
924666 | _SYSTEM-RBT41043H-(0~20)V-300A/150A/50A-6KW8CH-48KW-(340~520)V3P/(200~240)V1P | RBT4 | 8 | 480V3P/220V1P/380V3P | 300 | 20 | 0 | RBT4 20V 300A | RBT41043 | SYSTEM-RBT41043H-(0~20)V-300A/150A/50A-6KW8CH-48KW-(340~520) V3P/(200~240)V1P Chassis Dimension (inch): 25W45D71H Single Phase Power Requirement: Voltage(VAC): 200~240 Max Power(VA): 2000 Max Current/Phase(A): 10 Circuit Breaker(A): 15 Three Phase Power Requirement: Voltage(VAC): 340~520 Max Power(VA): 59300 Max Current/Phase(A): 90 Circuit Breaker(A): 100 | Standing System | 2 | [12 empty] | YES | YES | NO | 0 | 0 | NO | NO | 3 | RBT4 20V 300A 4CH | 2 |  |  |  | 113300 | 1019127
924668 | _SYSTEM-RBT41043H-(0~20)V-300A/150A/50A-6KW4CH-24KW-(340~520)V3P/(200~240)V1P-Expandable | RBT4 | 4 | 480V3P/220V1P/380V3P | 300 | 20 | 0 | RBT4 20V 300A | RBT41043 | SYSTEM-RBT41043H-(0~20)V-300A/150A/50A-6KW4CH-24KW-(340~520) V3P/(200~240)V1P-Expandable Chassis Dimension (inch): 25W45D71H Single Phase Power Requirement: Voltage(VAC): 200~240 Max Power(VA): 2000 Max Current/Phase(A): 10 Circuit Breaker(A): 15 Three Phase Power Requirement: Voltage(VAC): 340~520 Max Power(VA): 30000 Max Current/Phase(A): 46 Circuit Breaker(A): 50 | Standing System | 1 | [12 empty] | YES | YES | NO | 0 | 0 | NO | NO | 3 | RBT4 20V 300A 4CH | 1 |  |  |  | 64700 | 1019126
924670 | _SYSTEM-RBT41043H-(-20~20)V-300A/150A/50A-6KW4CH-24KW-(340~520)V3P/(200~240)V1P | RBT4 | 4 | 480V3P/220V1P/380V3P | 300 | 20 | 0 | RBT4 20V 300A | RBT41043 | SYSTEM-RBT41043H-(-20~20)V-300A/150A/50A-6KW4CH-24KW-(340~520) V3P/(200~240)V1P Chassis Dimension (inch): 25W45D71H Single Phase Power Requirement: Voltage(VAC): 200~240 Max Power(VA): 2000 Max Current/Phase(A): 10 Circuit Breaker(A): 15 Three Phase Power Requirement: Voltage(VAC): 340~520 Max Power(VA): 29600 Max Current/Phase(A): 45 Circuit Breaker(A): 63 | Standing System | 1 | [12 empty] | YES | YES | NO | 0 | 0 | NO | NO | 3 | RBT4 20V 300A 4CH | 1 |  |  |  | 72300 | 1019125
924672 | _SYSTEM-RBT41162H-(0~20)V-100A/25A-2KW32CH-64KW-(340~520)V3P/(200~240)V1P | RBT4 | 32 | 480V3P/220V1P/380V3P | 100 | 20 | 0 | RBT4 20V 100A | RBT41162 | SYSTEM-RBT41162H-(0~20)V-100A/25A-2KW32CH-64KW-(340~520) V3P/(200~240)V1P Chassis Dimension (inch): 25W45D71H Single Phase Power Requirement: Voltage(VAC): 200~240 Max Power(VA): 2000 Max Current/Phase(A): 10 Circuit Breaker(A): 15 Three Phase Power Requirement: Voltage(VAC): 340~520 Max Power(VA): 79000 Max Current/Phase(A): 119 Circuit Breaker(A): 125 | Standing System | 2 | [12 empty] | YES | YES | NO | 0 | 0 | NO | NO | 2 | RBT4 20V 100A 16CH | 2 |  |  |  | 116000 | 1019124
924674 | _SYSTEM-RBT41162H-(0~20)V-100A/25A-2KW16CH-32KW-(340~520)V3P/(200~240)V1P-Expandable | RBT4 | 16 | 480V3P/220V1P/380V3P | 100 | 20 | 0 | RBT4 20V 100A | RBT41162 | SYSTEM-RBT41162H-(0~20)V-100A/25A-2KW16CH-32KW-(340~520) V3P/(200~240)V1P-Expandable Chassis Dimension (inch): 25W45D71H Single Phase Power Requirement: Voltage(VAC): 200~240 Max Power(VA): 2000 Max Current/Phase(A): 10 Circuit Breaker(A): 15 Three Phase Power Requirement: Voltage(VAC): 340~520 Max Power(VA): 40000 Max Current/Phase(A): 61 Circuit Breaker(A): 80 | Standing System | 1 | [12 empty] | YES | YES | NO | 0 | 0 | NO | NO | 2 | RBT4 20V 100A 16CH | 1 |  |  |  | 66000 | 1019123
924676 | _SYSTEM-RBT41162H-(-20~20)V-100A/25A-2KW16CH-32KW-(340~520)V3P/(200~240)V1P | RBT4 | 16 | 480V3P/220V1P/380V3P | 100 | 20 | 0 | RBT4 20V 100A | RBT41162 | SYSTEM-RBT41162H-(-20~20)V-100A/25A-2KW16CH-32KW-(340~520) V3P/(200~240)V1P Chassis Dimension (inch): 25W45D71H Single Phase Power Requirement: Voltage(VAC): 200~240 Max Power(VA): 2000 Max Current/Phase(A): 10 Circuit Breaker(A): 15 Three Phase Power Requirement: Voltage(VAC): 340~520 Max Power(VA): 39500 Max Current/Phase(A): 62 Circuit Breaker(A): 80 | Standing System | 1 | [12 empty] | YES | YES | NO | 0 | 0 | NO | NO | 2 | RBT4 20V 100A 16CH | 1 |  |  |  | 73700 | 1019122
924678 | _SYSTEM-RBT41043H-(0~10)V-400A/200A/50A-4KW8CH-32KW-(340~520)V3P/(200~240)V1P | RBT4 | 8 | 480V3P/220V1P/380V3P | 400 | 10 | 0 | RBT4 10V 400A | RBT41043 | SYSTEM-RBT41043H-(0~10)V-400A/200A/50A-4KW8CH-32KW-(340~520) V3P/(200~240)V1P Chassis Dimension (inch): 25W45D71H Single Phase Power Requirement: Voltage(VAC): 200~240 Max Power(VA): 2000 Max Current/Phase(A): 10 Circuit Breaker(A): 15 Three Phase Power Requirement: Voltage(VAC): 340~520 Max Power(VA): 45000 Max Current/Phase(A): 68 Circuit Breaker(A): 80 | Standing System | 2 | [12 empty] | YES | YES | NO | 0 | 0 | NO | NO | 3 | RBT4 10V 400A 4CH | 2 |  |  |  | 101300 | 1019121
924680 | _SYSTEM-RBT41043H-(0~10)V-400A/200A/50A-4KW4CH-16KW-(340~520)V3P/(200~240)V1P-Expandable | RBT4 | 4 | 480V3P/220V1P/380V3P | 400 | 10 | 0 | RBT4 10V 400A | RBT41043 | SYSTEM-RBT41043H-(0~10)V-400A/200A/50A-4KW4CH-16KW-(340~520) V3P/(200~240)V1P-Expandable Chassis Dimension (inch): 25W45D71H Single Phase Power Requirement: Voltage(VAC): 200~240 Max Power(VA): 2000 Max Current/Phase(A): 10 Circuit Breaker(A): 15 Three Phase Power Requirement: Voltage(VAC): 340~520 Max Power(VA): 22500 Max Current/Phase(A): 34 Circuit Breaker(A): 50 | Standing System | 1 | [12 empty] | YES | YES | NO | 0 | 0 | NO | NO | 3 | RBT4 10V 400A 4CH | 1 |  |  |  | 58700 | 1019120
924682 | _SYSTEM-RBT41043H-(-10~10)V-400A/200A/50A-4KW8CH-32KW-(340~520)V3P/(200~240)V1P | RBT4 | 8 | 480V3P/220V1P/380V3P | 400 | 10 | 0 | RBT4 10V 400A | RBT41043 | SYSTEM-RBT41043H-(-10~10)V-400A/200A/50A-4KW8CH-32KW-(340~520) V3P/(200~240)V1P Chassis Dimension (inch): 25W45D71H Single Phase Power Requirement: Voltage(VAC): 200~240 Max Power(VA): 2000 Max Current/Phase(A): 10 Circuit Breaker(A): 15 Three Phase Power Requirement: Voltage(VAC): 340~520 Max Power(VA): 45000 Max Current/Phase(A): 68 Circuit Breaker(A): 80 | Standing System | 2 | [12 empty] | YES | YES | NO | 0 | 0 | NO | NO | 3 | RBT4 10V 400A 4CH | 2 |  |  |  | 116700 | 1019119
924684 | _SYSTEM-RBT41043H-(-10~10)V-400A/200A/50A-4KW4CH-16KW-(340~520)V3P/(200~240)V1P-Expandable | RBT4 | 4 | 480V3P/220V1P/380V3P | 400 | 10 | 0 | RBT4 10V 400A | RBT41043 | SYSTEM-RBT41043H-(-10~10)V-400A/200A/50A-4KW4CH-16KW-(340~520) V3P/(200~240)V1P-Expandable Chassis Dimension (inch): 25W45D71H Single Phase Power Requirement: Voltage(VAC): 200~240 Max Power(VA): 2000 Max Current/Phase(A): 10 Circuit Breaker(A): 15 Three Phase Power Requirement: Voltage(VAC): 340~520 Max Power(VA): 22500 Max Current/Phase(A): 34 Circuit Breaker(A): 50 | Standing System | 1 | [12 empty] | YES | YES | NO | 0 | 0 | NO | NO | 3 | RBT4 10V 400A 4CH | 1 |  |  |  | 66300 | 1019118
924686 | _SYSTEM-RBT41043H-(0~10)V-300A/150A/50A-3KW8CH-24KW-(340~520)V3P/(200~240)V1P | RBT4 | 8 | 480V3P/220V1P/380V3P | 300 | 10 | 0 | RBT4 10V 300A | RBT41043 | SYSTEM-RBT41043H-(0~10)V-300A/150A/50A-3KW8CH-24KW-(340~520) V3P/(200~240)V1P Chassis Dimension (inch): 25W45D71H Single Phase Power Requirement: Voltage(VAC): 200~240 Max Power(VA): 2000 Max Current/Phase(A): 10 Circuit Breaker(A): 15 Three Phase Power Requirement: Voltage(VAC): 340~520 Max Power(VA): 34000 Max Current/Phase(A): 52 Circuit Breaker(A): 63 | Standing System | 2 | [12 empty] | YES | YES | NO | 0 | 0 | NO | NO | 3 | RBT4 10V 300A 4CH | 2 |  |  |  | 101300 | 1019117
924688 | _SYSTEM-RBT41043H-(0~10)V-300A/150A/50A-3KW4CH-12KW-(340~520)V3P/(200~240)V1P-Expandable | RBT4 | 4 | 480V3P/220V1P/380V3P | 300 | 10 | 0 | RBT4 10V 300A | RBT41043 | SYSTEM-RBT41043H-(0~10)V-300A/150A/50A-3KW4CH-12KW-(340~520) V3P/(200~240)V1P-Expandable Chassis Dimension (inch): 25W45D71H Single Phase Power Requirement: Voltage(VAC): 200~240 Max Power(VA): 2000 Max Current/Phase(A): 10 Circuit Breaker(A): 15 Three Phase Power Requirement: Voltage(VAC): 340~520 Max Power(VA): 17000 Max Current/Phase(A): 26 Circuit Breaker(A): 32 | Standing System | 1 | [12 empty] | YES | YES | NO | 0 | 0 | NO | NO | 3 | RBT4 10V 300A 4CH | 1 |  |  |  | 58700 | 1019116
924690 | _SYSTEM-RBT41043H-(-10~10)V-300A/150A/50A-3KW8CH-24KW-(340~520)V3P/(200~240)V1P | RBT4 | 8 | 480V3P/220V1P/380V3P | 300 | 10 | 0 | RBT4 10V 300A | RBT41043 | SYSTEM-RBT41043H-(-10~10)V-300A/150A/50A-3KW8CH-24KW-(340~520) V3P/(200~240)V1P Chassis Dimension (inch): 25W45D71H Single Phase Power Requirement: Voltage(VAC): 200~240 Max Power(VA): 2000 Max Current/Phase(A): 10 Circuit Breaker(A): 15 Three Phase Power Requirement: Voltage(VAC): 340~520 Max Power(VA): 34000 Max Current/Phase(A): 52 Circuit Breaker(A): 63 | Standing System | 2 | [12 empty] | YES | YES | NO | 0 | 0 | NO | NO | 3 | RBT4 10V 300A 4CH | 2 |  |  |  | 116700 | 1019115
924692 | _SYSTEM-RBT41043H-(-10~10)V-300A/150A/50A-3KW4CH-12KW-(340~520)V3P/(200~240)V1P-Expandable | RBT4 | 4 | 480V3P/220V1P/380V3P | 300 | 10 | 0 | RBT4 10V 300A | RBT41043 | SYSTEM-RBT41043H-(-10~10)V-300A/150A/50A-3KW4CH-12KW-(340~520) V3P/(200~240)V1P-Expandable Chassis Dimension (inch): 25W45D71H Single Phase Power Requirement: Voltage(VAC): 200~240 Max Power(VA): 2000 Max Current/Phase(A): 10 Circuit Breaker(A): 15 Three Phase Power Requirement: Voltage(VAC): 340~520 Max Power(VA): 17000 Max Current/Phase(A): 26 Circuit Breaker(A): 32 | Standing System | 1 | [12 empty] | YES | YES | NO | 0 | 0 | NO | NO | 3 | RBT4 10V 300A 4CH | 1 |  |  |  | 66300 | 1019114
924694 | _SYSTEM-RBT41162H-(0~10)V-100A/25A-1KW32CH-32KW-(340~520)V3P/(200~240)V1P | RBT4 | 32 | 480V3P/220V1P/380V3P | 100 | 10 | 0 | RBT4 10V 100A | RBT41162 | SYSTEM-RBT41162H-(0~10)V-100A/25A-1KW32CH-32KW-(340~520) V3P/(200~240)V1P Chassis Dimension (inch): 25W45D71H Single Phase Power Requirement: Voltage(VAC): 200~240 Max Power(VA): 2000 Max Current/Phase(A): 10 Circuit Breaker(A): 15 Three Phase Power Requirement: Voltage(VAC): 340~520 Max Power(VA): 45000 Max Current/Phase(A): 68 Circuit Breaker(A): 80 | Standing System | 2 | 4P15PHNX-F | 8P5.08PHNX-F | 450400 | 333250 | 16 | 8 | [6 empty] | YES | YES | NO | 0 | 0 | NO | NO | 2 | RBT4 10V 100A 16CH | 2 |  |  |  | 104000 | 1019113
924696 | _SYSTEM-RBT41162H-(0~10)V-100A/25A-1KW16CH-16KW-(340~520)V3P/(200~240)V1P-Expandable | RBT4 | 16 | 480V3P/220V1P/380V3P | 100 | 10 | 0 | RBT4 10V 100A | RBT41162 | SYSTEM-RBT41162H-(0~10)V-100A/25A-1KW16CH-16KW-(340~520) V3P/(200~240)V1P-Expandable Chassis Dimension (inch): 25W45D71H Single Phase Power Requirement: Voltage(VAC): 200~240 Max Power(VA): 2000 Max Current/Phase(A): 10 Circuit Breaker(A): 15 Three Phase Power Requirement: Voltage(VAC): 340~520 Max Power(VA): 22500 Max Current/Phase(A): 34 Circuit Breaker(A): 50 | Standing System | 1 | 4P15PHNX-F | 8P5.08PHNX-F | 450400 | 333250 | 8 | 4 | [6 empty] | YES | YES | NO | 0 | 0 | NO | NO | 2 | RBT4 10V 100A 16CH | 1 |  |  |  | 60000 | 1019112
924698 | _SYSTEM-RBT41162H-(-10~10)V-100A/25A-1KW32CH-32KW-(340~520)V3P/(200~240)V1P | RBT4 | 32 | 480V3P/220V1P/380V3P | 100 | 10 | 0 | RBT4 10V 100A | RBT41162 | SYSTEM-RBT41162H-(-10~10)V-100A/25A-1KW32CH-32KW-(340~520) V3P/(200~240)V1P Chassis Dimension (inch): 25W45D71H Single Phase Power Requirement: Voltage(VAC): 200~240 Max Power(VA): 2000 Max Current/Phase(A): 10 Circuit Breaker(A): 15 Three Phase Power Requirement: Voltage(VAC): 340~520 Max Power(VA): 45000 Max Current/Phase(A): 68 Circuit Breaker(A): 80 | Standing System | 2 | 4P15PHNX-F | 8P5.08PHNX-F | 450400 | 333250 | 16 | 8 | [6 empty] | YES | YES | NO | 0 | 0 | NO | NO | 2 | RBT4 10V 100A 16CH | 2 |  |  |  | 119300 | 1019111
924700 | _SYSTEM-RBT41162H-(-10~10)V-100A/25A-1KW16CH-16KW-(340~520)V3P/(200~240)V1P-Expandable | RBT4 | 16 | 480V3P/220V1P/380V3P | 100 | 10 | 0 | RBT4 10V 100A | RBT41162 | SYSTEM-RBT41162H-(-10~10)V-100A/25A-1KW16CH-16KW-(340~520) V3P/(200~240)V1P-Expandable Chassis Dimension (inch): 25W45D71H Single Phase Power Requirement: Voltage(VAC): 200~240 Max Power(VA): 2000 Max Current/Phase(A): 10 Circuit Breaker(A): 15 Three Phase Power Requirement: Voltage(VAC): 340~520 Max Power(VA): 22500 Max Current/Phase(A): 34 Circuit Breaker(A): 50 | Standing System | 1 | 4P15PHNX-F | 8P5.08PHNX-F | 450400 | 333250 | 8 | 4 | [6 empty] | YES | YES | NO | 0 | 0 | NO | NO | 2 | RBT4 10V 100A 16CH | 1 |  |  |  | 67700 | 1019110
924702 | _SYSTEM-RBT41043H-(-6~6)V-400A/200/50A-2.4KW12CH-28.8KW-(340~520)V3P/(200~240)V1P | RBT4 | 12 | 480V3P/220V1P/380V3P | 400 | 6 | 6 | RBT4 6V 400A | RBT41043 | SYSTEM-RBT41043H-(-6~6)V-400A/200/50A-2.4KW12CH-28.8KW-(340~520) V3P/(200~240)V1P Chassis Dimension (inch): 25W45D71H Single Phase Power Requirement: Voltage(VAC): 200~240 Max Power(VA): 2000 Max Current/Phase(A): 10 Circuit Breaker(A): 15 Three Phase Power Requirement: Voltage(VAC): 340~520 Max Power(VA): 45000 Max Current/Phase(A): 68 Circuit Breaker(A): 80 | Standing System | 3 | [12 empty] | NO | YES | NO | 0 | 0 | NO | NO | 3 | RBT4 6V 400A 4CH | 3 |  |  |  | 126000 | 1019109
924704 | _SYSTEM-RBT41043H-(-6~6)V-400A/200A/50A-2.4KW8CH-19.2KW-(340~520)V3P/(200~240)V1P-Expandable | RBT4 | 8 | 480V3P/220V1P/380V3P | 400 | 6 | 6 | RBT4 6V 400A | RBT41043 | SYSTEM-RBT41043H-(-6~6)V-400A/200A/50A-2.4KW8CH-19.2KW-(340~520) V3P/(200~240)V1P-Expandable Chassis Dimension (inch): 25W45D71H Single Phase Power Requirement: Voltage(VAC): 200~240 Max Power(VA): 2000 Max Current/Phase(A): 10 Circuit Breaker(A): 15 Three Phase Power Requirement: Voltage(VAC): 340~520 Max Power(VA): 30000 Max Current/Phase(A): 46 Circuit Breaker(A): 63 | Standing System | 2 | [12 empty] | NO | YES | NO | 0 | 0 | NO | NO | 3 | RBT4 6V 400A 4CH | 2 |  |  |  | 89300 | 1019108
924706 | _SYSTEM-RBT41043H-(-6~6)V-400A/200A/50A-2.4KW4CH-9.6KW-(340~520)V3P/(200~240)V1P-Expandable | RBT4 | 4 | 480V3P/220V1P/380V3P | 400 | 6 | 6 | RBT4 6V 400A | RBT41043 | SYSTEM-RBT41043H-(-6~6)V-400A/200A/50A-2.4KW4CH-9.6KW-(340~520) V3P/(200~240)V1P-Expandable Chassis Dimension (inch): 25W45D71H Single Phase Power Requirement: Voltage(VAC): 200~240 Max Power(VA): 2000 Max Current/Phase(A): 10 Circuit Breaker(A): 15 Three Phase Power Requirement: Voltage(VAC): 340~520 Max Power(VA): 15000 Max Current/Phase(A): 23 Circuit Breaker(A): 32 | Standing System | 1 | [12 empty] | NO | YES | NO | 0 | 0 | NO | NO | 3 | RBT4 6V 400A 4CH | 1 |  |  |  | 52700 | 1019107
924708 | _SYSTEM-RBT41043H-(-6~6)V-300A/150A/50A-1.8KW12CH-21.6KW-(340~520)V3P/(200~240)V1P | RBT4 | 12 | 480V3P/220V1P/380V3P | 300 | 6 | 6 | RBT4 6V 300A | RBT41043 | SYSTEM-RBT41043H-(-6~6)V-300A/150A/50A-1.8KW12CH-21.6KW-(340~520) V3P/(200~240)V1P Chassis Dimension (inch): 25W45D71H Single Phase Power Requirement: Voltage(VAC): 200~240 Max Power(VA): 2000 Max Current/Phase(A): 10 Circuit Breaker(A): 15 Three Phase Power Requirement: Voltage(VAC): 340~520 Max Power(VA): 34000 Max Current/Phase(A): 52 Circuit Breaker(A): 63 | Standing System | 3 | [12 empty] | NO | YES | NO | 0 | 0 | NO | NO | 3 | RBT4 6V 300A 4CH | 3 |  |  |  | 126000 | 1019106
924710 | _SYSTEM-RBT41043H-(-6~6)V-300A/150A/50A-1.8KW8CH-14.4KW-(340~520)V3P/(200~240)V1P-Expandable | RBT4 | 8 | 480V3P/220V1P/380V3P | 300 | 6 | 6 | RBT4 6V 300A | RBT41043 | SYSTEM-RBT41043H-(-6~6)V-300A/150A/50A-1.8KW8CH-14.4KW-(340~520) V3P/(200~240)V1P-Expandable Chassis Dimension (inch): 25W45D71H Single Phase Power Requirement: Voltage(VAC): 200~240 Max Power(VA): 2000 Max Current/Phase(A): 10 Circuit Breaker(A): 15 Three Phase Power Requirement: Voltage(VAC): 340~520 Max Power(VA): 22500 Max Current/Phase(A): 34 Circuit Breaker(A): 50 | Standing System | 2 | [12 empty] | NO | YES | NO | 0 | 0 | NO | NO | 3 | RBT4 6V 300A 4CH | 2 |  |  |  | 89300 | 1019105
924712 | _SYSTEM-RBT41043H-(-6~6)V-300A/150A/50A-1.8KW4CH-7.2KW-(340~520)V3P/(200~240)V1P-Expandable | RBT4 | 4 | 480V3P/220V1P/380V3P | 300 | 6 | 6 | RBT4 6V 300A | RBT41043 | SYSTEM-RBT41043H-(-6~6)V-300A/150A/50A-1.8KW4CH-7.2KW-(340~520) V3P/(200~240)V1P-Expandable Chassis Dimension (inch): 25W45D71H Single Phase Power Requirement: Voltage(VAC): 200~240 Max Power(VA): 2000 Max Current/Phase(A): 10 Circuit Breaker(A): 15 Three Phase Power Requirement: Voltage(VAC): 340~520 Max Power(VA): 11250 Max Current/Phase(A): 17 Circuit Breaker(A): 20 | Standing System | 1 | [12 empty] | NO | YES | NO | 0 | 0 | NO | NO | 3 | RBT4 6V 300A 4CH | 1 |  |  |  | 52700 | 1019104
924714 | _SYSTEM-RBT41162H-(-6~6)V-100A/25A-0.6KW48CH-28.8KW-(340~520)V3P/(200~240)V1P | RBT4 | 48 | 480V3P/220V1P/380V3P | 100 | 6 | 6 | RBT4 6V 100A | RBT41162 | SYSTEM-RBT41162H-(-6~6)V-100A/25A-0.6KW48CH-28.8KW-(340~520) V3P/(200~240)V1P Chassis Dimension (inch): 25W45D71H Single Phase Power Requirement: Voltage(VAC): 200~240 Max Power(VA): 2000 Max Current/Phase(A): 10 Circuit Breaker(A): 15 Three Phase Power Requirement: Voltage(VAC): 340~520 Max Power(VA): 45000 Max Current/Phase(A): 68 Circuit Breaker(A): 80 | Standing System | 3 | [12 empty] | NO | YES | NO | 0 | 0 | NO | NO | 2 | RBT4 6V 100A 16CH | 3 |  |  |  | 130000 | 1019103
924716 | _SYSTEM-RBT41162H-(-6~6)V-100A/25A-0.6KW32CH-19.2KW-(340~520)V3P/(200~240)V1P-Expandable | RBT4 | 32 | 480V3P/220V1P/380V3P | 100 | 6 | 6 | RBT4 6V 100A | RBT41162 | SYSTEM-RBT41162H-(-6~6)V-100A/25A-0.6KW32CH-19.2KW-(340~520) V3P/(200~240)V1P-Expandable Chassis Dimension (inch): 25W45D71H Single Phase Power Requirement: Voltage(VAC): 200~240 Max Power(VA): 2000 Max Current/Phase(A): 10 Circuit Breaker(A): 15 Three Phase Power Requirement: Voltage(VAC): 340~520 Max Power(VA): 30000 Max Current/Phase(A): 46 Circuit Breaker(A): 63 | Standing System | 2 | [12 empty] | NO | YES | NO | 0 | 0 | NO | NO | 2 | RBT4 6V 100A 16CH | 2 |  |  |  | 92000 | 1019102
924718 | SYSTEM-RBT41162H-(-6~6)V-100A/25A-0.6KW16CH-9.6KW-(340~520)V3P/(200~240)V1P-Expandable | RBT4 | 16 | 480V3P/220V1P/380V3P | 100 | 6 | 6 | RBT4 6V 100A | RBT41162 | SYSTEM-RBT41162H-(-6~6)V-100A/25A-0.6KW16CH-9.6KW-(340~520) V3P/(200~240)V1P-Expandable Chassis Dimension (inch): 25W45D71H Single Phase Power Requirement: Voltage(VAC): 200~240 Max Power(VA): 2000 Max Current/Phase(A): 10 Circuit Breaker(A): 15 Three Phase Power Requirement: Voltage(VAC): 340~520 Max Power(VA): 15000 Max Current/Phase(A): 23 Circuit Breaker(A): 32 | Standing System | 1 | [12 empty] | NO | YES | NO | 0 | 0 | NO | NO | 2 | RBT4 6V 100A 16CH | 1 |  |  |  | 54000 | 1019101
924988 | SYSTEM-RBT42082H-(5~30)V-75A/10A-2.25KW8CH-18KW-(340~450)V3P/(200~240)V1P-NS-Expandable | RBT4 | 8 | 380V3P | 75 | 30 | 5 | RBT4 30V 75A |  | SYSTEM-RBT42082H-(5~30)V-75A/10A-2.25KW8CH-18KW-(340~450)V3P/(200~240)V1P-NS-Expandable Chassis Dimension (inch): 25W45D71H Single Phase Power Requirement: Voltage(VAC): 200~240 Max Power(VA): 2000 Max Current/Phase(A): 10 Circuit Breaker(A): 15 Three Phase Power Requirement: Voltage(VAC): 340~450 Max Power(VA): 22500 Max Current/Phase(A): 35 Circuit Breaker(A): 50 | Standing System | 1 | 4P15PHNX-F | 3P5.08PHNX-F | 450400 | 306154 | 4 | 8 | [6 empty] | NO | YES | NO | 0 | 0 | NO | NO | 2 | RBT4 30V 75A 8CH | 1 |  |  |  | 49326 | 1029212
924990 | SYSTEM-RBT42082H-(5~30)V-75A/10A-2.25KW16CH-36KW-(340~450)V3P/(200~240)V1P-NS | RBT4 | 16 | 380V3P | 75 | 30 | 5 | RBT4 30V 75A |  | SYSTEM-RBT42082H-(5~30)V-75A/10A-2.25KW16CH-36KW-(340~450)V3P/(200~240)V1P-NS Chassis Dimension (inch): 25W45D71H Single Phase Power Requirement: Voltage(VAC): 200~240 Max Power(VA): 2000 Max Current/Phase(A): 10 Circuit Breaker(A): 15 Three Phase Power Requirement: Voltage(VAC): 340~450 Max Power(VA): 45000 Max Current/Phase(A): 69 Circuit Breaker(A): 80 | Standing System | 2 | 4P15PHNX-F | 3P5.08PHNX-F | 450400 | 306154 | 8 | 16 | [6 empty] | NO | YES | NO | 0 | 0 | NO | NO | 2 | RBT4 30V 75A 8CH | 2 |  |  |  | 82752 | 1029213
924992 | SYSTEM-RBT42082H-(0~30)V-75A/10A-2.25KW8CH-18KW-(340~450)V3P/(200~240)V1P-NS-Expandable | RBT4 | 8 | 380V3P | 75 | 30 | 0 | RBT4 30V 75A |  | SYSTEM-RBT42082H-(0~30)V-75A/10A-2.25KW8CH-18KW-(340~450)V3P/(200~240)V1P-NS-Expandable Chassis Dimension (inch): 25W45D71H Single Phase Power Requirement: Voltage(VAC): 200~240 Max Power(VA): 2000 Max Current/Phase(A): 10 Circuit Breaker(A): 15 Three Phase Power Requirement: Voltage(VAC): 340~450 Max Power(VA): 34200 Max Current/Phase(A): 52 Circuit Breaker(A): 63 | Standing System | 1 | 4P15PHNX-F | 3P5.08PHNX-F | 450400 | 306154 | 4 | 8 | [6 empty] | YES | YES | NO | 0 | 0 | NO | NO | 2 | RBT4 30V 75A 8CH | 1 |  |  |  | 55039 | 1029312
924994 | SYSTEM-RBT42082H-(0~30)V-75A/10A-2.25KW16CH-36KW-(340~450)V3P/(200~240)V1P-NS | RBT4 | 16 | 380V3P | 75 | 30 | 0 | RBT4 30V 75A |  | SYSTEM-RBT42082H-(0~30)V-75A/10A-2.25KW16CH-36KW-(340~450)V3P/(200~240)V1P-NS Chassis Dimension (inch): 25W45D71H Single Phase Power Requirement: Voltage(VAC): 200~240 Max Power(VA): 2000 Max Current/Phase(A): 10 Circuit Breaker(A): 15 Three Phase Power Requirement: Voltage(VAC): 340~450 Max Power(VA): 68400 Max Current/Phase(A): 104 Circuit Breaker(A): 125 | Standing System | 2 | 4P15PHNX-F | 3P5.08PHNX-F | 450400 | 306154 | 8 | 16 | [6 empty] | YES | YES | NO | 0 | 0 | NO | NO | 2 | RBT4 30V 75A 8CH | 2 |  |  |  | 94078 | 1029214
924996 | SYSTEM-RBT42082H-(5~40)V-75A/10A-3KW8CH-24KW-(340~450)V3P/(200~240)V1P-NS-Expandable | RBT4 | 8 | 380V3P | 75 | 40 | 5 | RBT4 40V 75A |  | SYSTEM-RBT42082H-(5~40)V-75A/10A-3KW8CH-24KW-(340~450)V3P/(200~240)V1P-NS-Expandable Chassis Dimension (inch): 25W45D71H Single Phase Power Requirement: Voltage(VAC): 200~240 Max Power(VA): 2000 Max Current/Phase(A): 10 Circuit Breaker(A): 15 Three Phase Power Requirement: Voltage(VAC): 340~450 Max Power(VA): 29650 Max Current/Phase(A): 45 Circuit Breaker(A): 50 | Standing System | 1 | 4P15PHNX-F | 3P5.08PHNX-F | 450400 | 306154 | 4 | 8 | [6 empty] | NO | YES | NO | 0 | 0 | NO | NO | 2 | RBT4 40V 75A 8CH | 1 |  |  |  | 49326 | 1029313
924998 | SYSTEM-RBT42082H-(5~40)V-75A/10A-3KW16CH-48KW-(340~450)V3P/(200~240)V1P-NS | RBT4 | 16 | 380V3P | 75 | 40 | 5 | RBT4 40V 75A |  | SYSTEM-RBT42082H-(5~40)V-75A/10A-3KW16CH-48KW-(340~450)V3P/(200~240)V1P-NS Chassis Dimension (inch): 25W45D71H Single Phase Power Requirement: Voltage(VAC): 200~240 Max Power(VA): 2000 Max Current/Phase(A): 10 Circuit Breaker(A): 15 Three Phase Power Requirement: Voltage(VAC): 340~450 Max Power(VA): 59300 Max Current/Phase(A): 90 Circuit Breaker(A): 100 | Standing System | 2 | 4P15PHNX-F | 3P5.08PHNX-F | 450400 | 306154 | 8 | 16 | [6 empty] | NO | YES | NO | 0 | 0 | NO | NO | 2 | RBT4 40V 75A 8CH | 2 |  |  |  | 82752 | 1029314
925000 | SYSTEM-RBT42082H-(0~40)V-75A/10A-3KW8CH-24KW-(340~450)V3P/(200~240)V1P-NS-Expandable | RBT4 | 8 | 380V3P | 75 | 40 | 0 | RBT4 40V 75A |  | SYSTEM-RBT42082H-(0~40)V-75A/10A-3KW8CH-24KW-(340~450)V3P/(200~240)V1P-NS-Expandable Chassis Dimension (inch): 25W45D71H Single Phase Power Requirement: Voltage(VAC): 200~240 Max Power(VA): 2000 Max Current/Phase(A): 10 Circuit Breaker(A): 15 Three Phase Power Requirement: Voltage(VAC): 340~450 Max Power(VA): 41250 Max Current/Phase(A): 63 Circuit Breaker(A): 80 | Standing System | 1 | 4P15PHNX-F | 3P5.08PHNX-F | 450400 | 306154 | 4 | 8 | [6 empty] | YES | YES | NO | 0 | 0 | NO | NO | 2 | RBT4 40V 75A 8CH | 1 |  |  |  | 62739 | 1029315
925002 | SYSTEM-RBT42082H-(0~40)V-75A/10A-3KW16CH-48KW-(340~450)V3P/(200~240)V1P-NS | RBT4 | 16 | 380V3P | 75 | 40 | 0 | RBT4 40V 75A |  | SYSTEM-RBT42082H-(0~40)V-75A/10A-3KW16CH-48KW-(340~450)V3P/(200~240)V1P-NS Chassis Dimension (inch): 25W45D71H Single Phase Power Requirement: Voltage(VAC): 200~240 Max Power(VA): 2000 Max Current/Phase(A): 10 Circuit Breaker(A): 15 Three Phase Power Requirement: Voltage(VAC): 340~450 Max Power(VA): 82500 Max Current/Phase(A): 126 Circuit Breaker(A): 160 | Standing System | 2 | 4P15PHNX-F | 3P5.08PHNX-F | 450400 | 306154 | 8 | 16 | [6 empty] | YES | YES | NO | 0 | 0 | NO | NO | 2 | RBT4 40V 75A 8CH | 2 |  |  |  | 109078 | 1029215
925004 | SYSTEM-RBT42082H-(5~60)V-75A/10A-4.5KW8CH-36KW-(340~450)V3P/(200~240)V1P-NS-Expandable | RBT4 | 8 | 380V3P | 75 | 60 | 5 | RBT4 60V 75A |  | SYSTEM-RBT42082H-(5~60)V-75A/10A-4.5KW8CH-36KW-(340~450)V3P/(200~240)V1P-NS-Expandable Chassis Dimension (inch): 25W45D71H Single Phase Power Requirement: Voltage(VAC): 200~240 Max Power(VA): 2000 Max Current/Phase(A): 10 Circuit Breaker(A): 15 Three Phase Power Requirement: Voltage(VAC): 340~450 Max Power(VA): 44000 Max Current/Phase(A): 67 Circuit Breaker(A): 80 | Standing System | 1 | 4P15PHNX-F | 3P5.08PHNX-F | 450400 | 306154 | 4 | 8 | [6 empty] | NO | YES | NO | 0 | 0 | NO | NO | 2 | RBT4 60V 75A 8CH | 1 |  |  |  | 55039 | 1029216
925006 | SYSTEM-RBT42082H-(5~60)V-75A/10A-4.5KW16CH-72KW-(340~450)V3P/(200~240)V1P-NS | RBT4 | 16 | 380V3P | 75 | 60 | 5 | RBT4 60V 75A |  | SYSTEM-RBT42082H-(5~60)V-75A/10A-4.5KW16CH-72KW-(340~450)V3P/(200~240)V1P-NS Chassis Dimension (inch): 25W45D71H Single Phase Power Requirement: Voltage(VAC): 200~240 Max Power(VA): 2000 Max Current/Phase(A): 10 Circuit Breaker(A): 15 Three Phase Power Requirement: Voltage(VAC): 340~450 Max Power(VA): 88000 Max Current/Phase(A): 134 Circuit Breaker(A): 160 | Standing System | 2 | 4P15PHNX-F | 3P5.08PHNX-F | 450400 | 306154 | 8 | 16 | [6 empty] | NO | YES | NO | 0 | 0 | NO | NO | 2 | RBT4 60V 75A 8CH | 2 |  |  |  | 94078 | 1029316
925008 | SYSTEM-RBT42082H-(0~60)V-75A/10A-4.5KW8CH-36KW-(340~450)V3P/(200~240)V1P-NS-Expandable | RBT4 | 8 | 380V3P | 75 | 60 | 0 | RBT4 60V 75A |  | SYSTEM-RBT42082H-(0~60)V-75A/10A-4.5KW8CH-36KW-(340~450)V3P/(200~240)V1P-NS-Expandable Chassis Dimension (inch): 25W45D71H Single Phase Power Requirement: Voltage(VAC): 200~240 Max Power(VA): 2000 Max Current/Phase(A): 10 Circuit Breaker(A): 15 Three Phase Power Requirement: Voltage(VAC): 340~450 Max Power(VA): 55600 Max Current/Phase(A): 85 Circuit Breaker(A): 100 | Standing System | 1 | 4P15PHNX-F | 3P5.08PHNX-F | 450400 | 306154 | 4 | 8 | [6 empty] | YES | YES | NO | 0 | 0 | NO | NO | 2 | RBT4 60V 75A 8CH | 1 |  |  |  | 60752 | 1029317
925010 | SYSTEM-RBT42082H-(0~60)V-75A/10A-4.5KW16CH-72KW-(340~450)V3P/(200~240)V1P-NS | RBT4 | 16 | 380V3P | 75 | 60 | 0 | RBT4 60V 75A |  | SYSTEM-RBT42082H-(0~60)V-75A/10A-4.5KW16CH-72KW-(340~450)V3P/(200~240)V1P-NS Chassis Dimension (inch): 25W45D71H Single Phase Power Requirement: Voltage(VAC): 200~240 Max Power(VA): 2000 Max Current/Phase(A): 10 Circuit Breaker(A): 15 Three Phase Power Requirement: Voltage(VAC): 340~450 Max Power(VA): 111200 Max Current/Phase(A): 169 Circuit Breaker(A): 200 | Standing System | 2 | 4P15PHNX-F | 3P5.08PHNX-F | 450400 | 306154 | 8 | 16 | [6 empty] | YES | YES | NO | 0 | 0 | NO | NO | 2 | RBT4 60V 75A 8CH | 2 |  |  |  | 105104 | 1029318
925012 | SYSTEM-RBT42082H-(8~100)V-75A/10A-7.5KW8CH-60KW-(340~450)V3P/(200~240)V1P-NS-Expandable | RBT4 | 8 | 380V3P | 75 | 100 | 8 | RBT4 100V 75A |  | SYSTEM-RBT42082H-(8~100)V-75A/10A-7.5KW8CH-60KW-(340~450)V3P/(200~240)V1P-NS Chassis Dimension (inch): 25W45D71H Single Phase Power Requirement: Voltage(VAC): 200~240 Max Power(VA): 2000 Max Current/Phase(A): 10 Circuit Breaker(A): 15 Three Phase Power Requirement: Voltage(VAC): 340~450 Max Power(VA): 71500 Max Current/Phase(A): 109 Circuit Breaker(A): 125 | Standing System | 1 | 4P15PHNX-F | 3P5.08PHNX-F | 450400 | 306154 | 4 | 8 | [6 empty] | NO | YES | NO | 0 | 0 | NO | NO | 2 | RBT4 100V 75A 8CH | 1 |  |  |  | 62739 | 1029319
925014 | SYSTEM-RBT42082H-(0~100)V-75A/10A-7.5KW8CH-60KW-(340~450)V3P/(200~240)V1P-NS | RBT4 | 8 | 380V3P | 75 | 100 | 0 | RBT4 100V 75A |  | SYSTEM-RBT42082H-(0~100)V-75A/10A-7.5KW8CH-60KW-(340~450)V3P/(200~240)V1P-NS Chassis Dimension (inch): 25W45D71H Single Phase Power Requirement: Voltage(VAC): 200~240 Max Power(VA): 2000 Max Current/Phase(A): 10 Circuit Breaker(A): 15 Three Phase Power Requirement: Voltage(VAC): 340~450 Max Power(VA): 83500 Max Current/Phase(A): 127 Circuit Breaker(A): 160 | Standing System | 1 | 4P15PHNX-F | 3P5.08PHNX-F | 450400 | 306154 | 4 | 8 | [6 empty] | YES | YES | NO | 0 | 0 | NO | NO | 2 | RBT4 100V 75A 8CH | 1 |  |  |  | 76052 | 1029217
925016 | SYSTEM-RBT42082H-(8~200)V-75A/10A-15KW8CH-120KW-(340~450)V3P/(200~240)V1P-NS | RBT4 | 8 | 380V3P | 75 | 200 | 8 | RBT4 200V 75A |  | SYSTEM-RBT42082H-(8~200)V-75A/10A-15KW8CH-120KW-(340~450)V3P/(200~240)V1P-NS Chassis Dimension (inch): 25W45D71H Single Phase Power Requirement: Voltage(VAC): 200~240 Max Power(VA): 2000 Max Current/Phase(A): 10 Circuit Breaker(A): 15 Three Phase Power Requirement: Voltage(VAC): 340~450 Max Power(VA): 133500 Max Current/Phase(A): 203 Circuit Breaker(A): 250 | Standing System | 1 | 4P15PHNX-F | 3P5.08PHNX-F | 450400 | 306154 | 4 | 8 | [6 empty] | NO | YES | NO | 0 | 0 | NO | NO | 2 | RBT4 200V 75A 8CH | 1 |  |  |  | 89365 | 1029412
925018 | SYSTEM-RBT42082H-(0~200)V-75A/10A-15KW8CH-120KW(PM+)/110KW(PM-)-(340~450)V3P/(200~240)V1P-NS | RBT4 | 8 | 380V3P | 75 | 200 | 0 | RBT4 200V 75A |  | SYSTEM-RBT42082H-(0~200)V-75A/10A-15KW8CH-120KW-(340~450)V3P/(200~240)V1P-NS Chassis Dimension (inch): 25W45D71H Single Phase Power Requirement: Voltage(VAC): 200~240 Max Power(VA): 2000 Max Current/Phase(A): 10 Circuit Breaker(A): 15 Three Phase Power Requirement: Voltage(VAC): 340~450 Max Power(VA): 150000 Max Current/Phase(A): 228 Circuit Breaker(A): 250 | Standing System | 1 | 4P15PHNX-F | 3P5.08PHNX-F | 450400 | 306154 | 4 | 8 | [6 empty] | YES | YES | NO | 0 | 0 | NO | NO | 2 | RBT4 200V 75A 8CH | 1 |  |  |  | 95078 | 1029512
925020 | SYSTEM-RBT42043H-(5~30)V-150A/75A/10A-4.5KW4CH-18KW-(340~450)V3P/(200~240)V1P-NS-Expandable | RBT4 | 4 | 380V3P | 150 | 30 | 5 | RBT4 30V 150A |  | SYSTEM-RBT42043H-(5~30)V-150A/75A/10A-4.5KW4CH-18KW-(340~450)V3P/(200~240)V1P-NS-Expandable Chassis Dimension (inch): 25W45D71H Single Phase Power Requirement: Voltage(VAC): 200~240 Max Power(VA): 2000 Max Current/Phase(A): 10 Circuit Breaker(A): 15 Three Phase Power Requirement: Voltage(VAC): 340~450 Max Power(VA): 22500 Max Current/Phase(A): 35 Circuit Breaker(A): 50 | Standing System | 1 | 4P15PHNX-F | 3P5.08PHNX-F | 450400 | 306154 | 4 | 4 | [6 empty] | NO | YES | NO | 0 | 0 | NO | NO | 3 | RBT4 30V 150A 4CH | 1 |  |  |  | 49326 | 1029513
925022 | SYSTEM-RBT42043H-(5~30)V-150A/75A/10A-4.5KW8CH-36KW-(340~450)V3P/(200~240)V1P-NS | RBT4 | 8 | 380V3P | 150 | 30 | 5 | RBT4 30V 150A |  | SYSTEM-RBT42043H-(5~30)V-150A/75A/10A-4.5KW8CH-36KW-(340~450)V3P/(200~240)V1P-NS Chassis Dimension (inch): 25W45D71H Single Phase Power Requirement: Voltage(VAC): 200~240 Max Power(VA): 2000 Max Current/Phase(A): 10 Circuit Breaker(A): 15 Three Phase Power Requirement: Voltage(VAC): 340~450 Max Power(VA): 45000 Max Current/Phase(A): 69 Circuit Breaker(A): 80 | Standing System | 2 | 4P15PHNX-F | 3P5.08PHNX-F | 450400 | 306154 | 8 | 8 | [6 empty] | NO | YES | NO | 0 | 0 | NO | NO | 3 | RBT4 30V 150A 4CH | 2 |  |  |  | 82752 | 1029320
925024 | SYSTEM-RBT42043H-(0~30)V-150A/75A/10A-4.5KW4CH-18KW-(340~450)V3P/(200~240)V1P-NS-Expandable | RBT4 | 4 | 380V3P | 150 | 30 | 0 | RBT4 30V 150A |  | SYSTEM-RBT42043H-(0~30)V-150A/75A/10A-4.5KW4CH-18KW-(340~450)V3P/(200~240)V1P-NS-Expandable Chassis Dimension (inch): 25W45D71H Single Phase Power Requirement: Voltage(VAC): 200~240 Max Power(VA): 2000 Max Current/Phase(A): 10 Circuit Breaker(A): 15 Three Phase Power Requirement: Voltage(VAC): 340~450 Max Power(VA): 34200 Max Current/Phase(A): 52 Circuit Breaker(A): 63 | Standing System | 1 | 4P15PHNX-F | 3P5.08PHNX-F | 450400 | 306154 | 4 | 4 | [6 empty] | YES | YES | NO | 0 | 0 | NO | NO | 3 | RBT4 30V 150A 4CH | 1 |  |  |  | 55039 | 1029321
925026 | SYSTEM-RBT42043H-(0~30)V-150A/75A/10A-4.5KW8CH-36KW-(340~450)V3P/(200~240)V1P-NS | RBT4 | 8 | 380V3P | 150 | 30 | 0 | RBT4 30V 150A |  | SYSTEM-RBT42043H-(0~30)V-150A/75A/10A-4.5KW8CH-36KW-(340~450)V3P/(200~240)V1P-NS Chassis Dimension (inch): 25W45D71H Single Phase Power Requirement: Voltage(VAC): 200~240 Max Power(VA): 2000 Max Current/Phase(A): 10 Circuit Breaker(A): 15 Three Phase Power Requirement: Voltage(VAC): 340~450 Max Power(VA): 68400 Max Current/Phase(A): 104 Circuit Breaker(A): 125 | Standing System | 2 | 4P15PHNX-F | 3P5.08PHNX-F | 450400 | 306154 | 8 | 8 | [6 empty] | YES | YES | NO | 0 | 0 | NO | NO | 3 | RBT4 30V 150A 4CH | 2 |  |  |  | 94078 | 1029322
925028 | SYSTEM-RBT42043H-(5~40)V-150A/75A/10A-6KW4CH-24KW-(340~450)V3P/(200~240)V1P-NS-Expandable | RBT4 | 4 | 380V3P | 150 | 40 | 5 | RBT4 40V 150A |  | SYSTEM-RBT42043H-(5~40)V-150A/75A/10A-6KW4CH-24KW-(340~450)V3P/(200~240)V1P-NS-Expandable Chassis Dimension (inch): 25W45D71H Single Phase Power Requirement: Voltage(VAC): 200~240 Max Power(VA): 2000 Max Current/Phase(A): 10 Circuit Breaker(A): 15 Three Phase Power Requirement: Voltage(VAC): 340~450 Max Power(VA): 29650 Max Current/Phase(A): 45 Circuit Breaker(A): 50 | Standing System | 1 | 4P15PHNX-F | 3P5.08PHNX-F | 450400 | 306154 | 4 | 4 | [6 empty] | NO | YES | NO | 0 | 0 | NO | NO | 3 | RBT4 40V 150A 4CH | 1 |  |  |  | 49326 | 1029323
925030 | SYSTEM-RBT42043H-(5~40)V-150A/75A/10A-6KW8CH-48KW-(340~450)V3P/(200~240)V1P-NS | RBT4 | 8 | 380V3P | 150 | 40 | 5 | RBT4 40V 150A |  | SYSTEM-RBT42043H-(5~40)V-150A/75A/10A-6KW8CH-48KW-(340~450)V3P/(200~240)V1P-NS Chassis Dimension (inch): 25W45D71H Single Phase Power Requirement: Voltage(VAC): 200~240 Max Power(VA): 2000 Max Current/Phase(A): 10 Circuit Breaker(A): 15 Three Phase Power Requirement: Voltage(VAC): 340~450 Max Power(VA): 59300 Max Current/Phase(A): 90 Circuit Breaker(A): 100 | Standing System | 2 | 4P15PHNX-F | 3P5.08PHNX-F | 450400 | 306154 | 8 | 8 | [6 empty] | NO | YES | NO | 0 | 0 | NO | NO | 3 | RBT4 40V 150A 4CH | 2 |  |  |  | 82752 | 1029324
925032 | SYSTEM-RBT42043H-(0~40)V-150A/75A/10A-6KW4CH-24KW-(340~450)V3P/(200~240)V1P-NS-Expandable | RBT4 | 4 | 380V3P | 150 | 40 | 0 | RBT4 40V 150A |  | SYSTEM-RBT42043H-(0~40)V-150A/75A/10A-6KW4CH-24KW-(340~450)V3P/(200~240)V1P-NS-Expandable Chassis Dimension (inch): 25W45D71H Single Phase Power Requirement: Voltage(VAC): 200~240 Max Power(VA): 2000 Max Current/Phase(A): 10 Circuit Breaker(A): 15 Three Phase Power Requirement: Voltage(VAC): 340~450 Max Power(VA): 41250 Max Current/Phase(A): 63 Circuit Breaker(A): 80 | Standing System | 1 | 4P15PHNX-F | 3P5.08PHNX-F | 450400 | 306154 | 4 | 4 | [6 empty] | YES | YES | NO | 0 | 0 | NO | NO | 3 | RBT4 40V 150A 4CH | 1 |  |  |  | 62739 | 1029218
925034 | SYSTEM-RBT42043H-(0~40)V-150A/75A/10A-6KW8CH-48KW-(340~450)V3P/(200~240)V1P-NS | RBT4 | 8 | 380V3P | 150 | 40 | 0 | RBT4 40V 150A |  | SYSTEM-RBT42043H-(0~40)V-150A/75A/10A-6KW8CH-48KW-(340~450)V3P/(200~240)V1P-NS Chassis Dimension (inch): 25W45D71H Single Phase Power Requirement: Voltage(VAC): 200~240 Max Power(VA): 2000 Max Current/Phase(A): 10 Circuit Breaker(A): 15 Three Phase Power Requirement: Voltage(VAC): 340~450 Max Power(VA): 82500 Max Current/Phase(A): 126 Circuit Breaker(A): 160 | Standing System | 2 | 4P15PHNX-F | 3P5.08PHNX-F | 450400 | 306154 | 8 | 8 | [6 empty] | YES | YES | NO | 0 | 0 | NO | NO | 3 | RBT4 40V 150A 4CH | 2 |  |  |  | 109078 | 1029219
925036 | SYSTEM-RBT42043H-(5~60)V-150A/75A/10A-9KW4CH-36KW-(340~450)V3P/(200~240)V1P-NS-Expandable | RBT4 | 4 | 380V3P | 150 | 60 | 5 | RBT4 60V 150A |  | SYSTEM-RBT42043H-(5~60)V-150A/75A/10A-9KW4CH-36KW-(340~450)V3P/(200~240)V1P-NS-Expandable Chassis Dimension (inch): 25W45D71H Single Phase Power Requirement: Voltage(VAC): 200~240 Max Power(VA): 2000 Max Current/Phase(A): 10 Circuit Breaker(A): 15 Three Phase Power Requirement: Voltage(VAC): 340~450 Max Power(VA): 44000 Max Current/Phase(A): 67 Circuit Breaker(A): 80 | Standing System | 1 | 4P15PHNX-F | 3P5.08PHNX-F | 450400 | 306154 | 4 | 4 | [6 empty] | NO | YES | NO | 0 | 0 | NO | NO | 3 | RBT4 60V 150A 4CH | 1 |  |  |  | 55039 | 1029325
925038 | SYSTEM-RBT42043H-(5~60)V-150A/75A/10A-9KW8CH-72KW-(340~450)V3P/(200~240)V1P-NS | RBT4 | 8 | 380V3P | 150 | 60 | 5 | RBT4 60V 150A |  | SYSTEM-RBT42043H-(5~60)V-150A/75A/10A-9KW8CH-72KW-(340~450)V3P/(200~240)V1P-NS Chassis Dimension (inch): 25W45D71H Single Phase Power Requirement: Voltage(VAC): 200~240 Max Power(VA): 2000 Max Current/Phase(A): 10 Circuit Breaker(A): 15 Three Phase Power Requirement: Voltage(VAC): 340~450 Max Power(VA): 88000 Max Current/Phase(A): 134 Circuit Breaker(A): 160 | Standing System | 2 | 4P15PHNX-F | 3P5.08PHNX-F | 450400 | 306154 | 8 | 8 | [6 empty] | NO | YES | NO | 0 | 0 | NO | NO | 3 | RBT4 60V 150A 4CH | 2 |  |  |  | 94078 | 1029413
925040 | SYSTEM-RBT42043H-(0~60)V-150A/75A/10A-9KW4CH-36KW-(340~450)V3P/(200~240)V1P-NS-Expandable | RBT4 | 4 | 380V3P | 150 | 60 | 0 | RBT4 60V 150A |  | SYSTEM-RBT42043H-(0~60)V-150A/75A/10A-9KW4CH-36KW-(340~450)V3P/(200~240)V1P-NS-Expandable Chassis Dimension (inch): 25W45D71H Single Phase Power Requirement: Voltage(VAC): 200~240 Max Power(VA): 2000 Max Current/Phase(A): 10 Circuit Breaker(A): 15 Three Phase Power Requirement: Voltage(VAC): 340~450 Max Power(VA): 55600 Max Current/Phase(A): 85 Circuit Breaker(A): 100 | Standing System | 1 | 4P15PHNX-F | 3P5.08PHNX-F | 450400 | 306154 | 4 | 4 | [6 empty] | YES | YES | NO | 0 | 0 | NO | NO | 3 | RBT4 60V 150A 4CH | 1 |  |  |  | 60752 | 1029220
925042 | SYSTEM-RBT42043H-(0~60)V-150A/75A/10A-9KW8CH-72KW-(340~450)V3P/(200~240)V1P-NS | RBT4 | 8 | 380V3P | 150 | 60 | 0 | RBT4 60V 150A |  | SYSTEM-RBT42043H-(0~60)V-150A/75A/10A-9KW8CH-72KW-(340~450)V3P/(200~240)V1P-NS Chassis Dimension (inch): 25W45D71H Single Phase Power Requirement: Voltage(VAC): 200~240 Max Power(VA): 2000 Max Current/Phase(A): 10 Circuit Breaker(A): 15 Three Phase Power Requirement: Voltage(VAC): 340~450 Max Power(VA): 111200 Max Current/Phase(A): 169 Circuit Breaker(A): 200 | Standing System | 2 | 4P15PHNX-F | 3P5.08PHNX-F | 450400 | 306154 | 8 | 8 | [6 empty] | YES | YES | NO | 0 | 0 | NO | NO | 3 | RBT4 60V 150A 4CH | 2 |  |  |  | 105104 | 1029221
925044 | SYSTEM-RBT42043H-(8~100)V-150A/75A/10A-15KW4CH-60KW-(340~450)V3P/(200~240)V1P-NS-Expandable | RBT4 | 4 | 380V3P | 150 | 100 | 8 | RBT4 100V 150A |  | SYSTEM-RBT42043H-(8~100)V-150A/75A/10A-15KW4CH-60KW-(340~450)V3P/(200~240)V1P-NS Chassis Dimension (inch): 25W45D71H Single Phase Power Requirement: Voltage(VAC): 200~240 Max Power(VA): 2000 Max Current/Phase(A): 10 Circuit Breaker(A): 15 Three Phase Power Requirement: Voltage(VAC): 340~450 Max Power(VA): 71500 Max Current/Phase(A): 109 Circuit Breaker(A): 125 | Standing System | 1 | 4P15PHNX-F | 3P5.08PHNX-F | 450400 | 306154 | 4 | 4 | [6 empty] | NO | YES | NO | 0 | 0 | NO | NO | 3 | RBT4 100V 150A 4CH | 1 |  |  |  | 62739 | 1029326
925046 | SYSTEM-RBT42043H-(0~100)V-150A/75A/10A-15KW4CH-60KW-(340~450)V3P/(200~240)V1P-NS | RBT4 | 4 | 380V3P | 150 | 100 | 0 | RBT4 100V 150A |  | SYSTEM-RBT42043H-(0~100)V-150A/75A/10A-15KW4CH-60KW-(340~450)V3P/(200~240)V1P-NS Chassis Dimension (inch): 25W45D71H Single Phase Power Requirement: Voltage(VAC): 200~240 Max Power(VA): 2000 Max Current/Phase(A): 10 Circuit Breaker(A): 15 Three Phase Power Requirement: Voltage(VAC): 340~450 Max Power(VA): 83500 Max Current/Phase(A): 127 Circuit Breaker(A): 160 | Standing System | 1 | 4P15PHNX-F | 3P5.08PHNX-F | 450400 | 306154 | 4 | 4 | [6 empty] | YES | YES | NO | 0 | 0 | NO | NO | 3 | RBT4 100V 150A 4CH | 1 |  |  |  | 76052 | 1029327
925048 | SYSTEM-RBT42043H-(8~200)V-150A/75A/10A-30KW4CH-120KW-(340~450)V3P/(200~240)V1P-NS | RBT4 | 4 | 380V3P | 150 | 200 | 8 | RBT4 200V 150A |  | SYSTEM-RBT42043H-(8~200)V-150A/75A/10A-30KW4CH-120KW-(340~450)V3P/(200~240)V1P-NS Chassis Dimension (inch): 25W45D71H Single Phase Power Requirement: Voltage(VAC): 200~240 Max Power(VA): 2000 Max Current/Phase(A): 10 Circuit Breaker(A): 15 Three Phase Power Requirement: Voltage(VAC): 340~450 Max Power(VA): 133500 Max Current/Phase(A): 203 Circuit Breaker(A): 250 | Standing System | 1 | 4P15PHNX-F | 3P5.08PHNX-F | 450400 | 306154 | 4 | 4 | [6 empty] | NO | YES | NO | 0 | 0 | NO | NO | 3 | RBT4 200V 150A 4CH | 1 |  |  |  | 89365 | 1029222
925050 | SYSTEM-RBT42043H-(0~200)V-150A/75A/10A-30KW4CH-120KW(PM+)/110KW(PM-)-(340~450)V3P/(200~240)V1P-NS | RBT4 | 4 | 380V3P | 150 | 200 | 0 | RBT4 200V 150A |  | SYSTEM-RBT42043H-(0~200)V-150A/75A/10A-30KW4CH-120KW-(340~450)V3P/(200~240)V1P-NS Chassis Dimension (inch): 25W45D71H Single Phase Power Requirement: Voltage(VAC): 200~240 Max Power(VA): 2000 Max Current/Phase(A): 10 Circuit Breaker(A): 15 Three Phase Power Requirement: Voltage(VAC): 340~450 Max Power(VA): 150000 Max Current/Phase(A): 228 Circuit Breaker(A): 250 | Standing System | 1 | 4P15PHNX-F | 3P5.08PHNX-F | 450400 | 306154 | 4 | 4 | [6 empty] | YES | YES | NO | 0 | 0 | NO | NO | 3 | RBT4 200V 150A 4CH | 1 |  |  |  | 95078 | 1029414
925052 | SYSTEM-RBT42023H-(5~30)V-300A/75A/10A-9KW2CH-18KW-(340~450)V3P/(200~240)V1P-NS-Expandable | RBT4 | 2 | 380V3P | 300 | 30 | 5 | RBT4 30V 300A |  | SYSTEM-RBT42023H-(5~30)V-300A/75A/10A-9KW2CH-18KW-(340~450)V3P/(200~240)V1P-NS-Expandable Chassis Dimension (inch): 25W45D71H Single Phase Power Requirement: Voltage(VAC): 200~240 Max Power(VA): 2000 Max Current/Phase(A): 10 Circuit Breaker(A): 15 Three Phase Power Requirement: Voltage(VAC): 340~450 Max Power(VA): 22500 Max Current/Phase(A): 35 Circuit Breaker(A): 50 | Standing System | 1 | 4P15PHNX-F | 3P5.08PHNX-F | 450400 | 306154 | 4 | 2 | [6 empty] | NO | YES | NO | 0 | 0 | NO | NO | 3 | RBT4 30V 300A 2CH | 1 |  |  |  | 49326 | 1029612
925054 | SYSTEM-RBT42023H-(5~30)V-300A/75A/10A-9KW4CH-36KW-(340~450)V3P/(200~240)V1P-NS | RBT4 | 4 | 380V3P | 300 | 30 | 5 | RBT4 30V 300A |  | SYSTEM-RBT42023H-(5~30)V-300A/75A/10A-9KW4CH-36KW-(340~450)V3P/(200~240)V1P-NS Chassis Dimension (inch): 25W45D71H Single Phase Power Requirement: Voltage(VAC): 200~240 Max Power(VA): 2000 Max Current/Phase(A): 10 Circuit Breaker(A): 15 Three Phase Power Requirement: Voltage(VAC): 340~450 Max Power(VA): 45000 Max Current/Phase(A): 69 Circuit Breaker(A): 80 | Standing System | 2 | 4P15PHNX-F | 3P5.08PHNX-F | 450400 | 306154 | 8 | 4 | [6 empty] | NO | YES | NO | 0 | 0 | NO | NO | 3 | RBT4 30V 300A 2CH | 2 |  |  |  | 82752 | 1029328
925056 | SYSTEM-RBT42023H-(0~30)V-300A/75A/10A-9KW2CH-18KW-(340~450)V3P/(200~240)V1P-NS-Expandable | RBT4 | 2 | 380V3P | 300 | 30 | 0 | RBT4 30V 300A |  | SYSTEM-RBT42023H-(0~30)V-300A/75A/10A-9KW2CH-18KW-(340~450)V3P/(200~240)V1P-NS-Expandable Chassis Dimension (inch): 25W45D71H Single Phase Power Requirement: Voltage(VAC): 200~240 Max Power(VA): 2000 Max Current/Phase(A): 10 Circuit Breaker(A): 15 Three Phase Power Requirement: Voltage(VAC): 340~450 Max Power(VA): 34200 Max Current/Phase(A): 52 Circuit Breaker(A): 63 | Standing System | 1 | 4P15PHNX-F | 3P5.08PHNX-F | 450400 | 306154 | 4 | 2 | [6 empty] | YES | YES | NO | 0 | 0 | NO | NO | 3 | RBT4 30V 300A 2CH | 1 |  |  |  | 55039 | 1029329
925058 | SYSTEM-RBT42023H-(0~30)V-300A/75A/10A-9KW4CH-36KW-(340~450)V3P/(200~240)V1P-NS | RBT4 | 4 | 380V3P | 300 | 30 | 0 | RBT4 30V 300A |  | SYSTEM-RBT42023H-(0~30)V-300A/75A/10A-9KW4CH-36KW-(340~450)V3P/(200~240)V1P-NS Chassis Dimension (inch): 25W45D71H Single Phase Power Requirement: Voltage(VAC): 200~240 Max Power(VA): 2000 Max Current/Phase(A): 10 Circuit Breaker(A): 15 Three Phase Power Requirement: Voltage(VAC): 340~450 Max Power(VA): 68400 Max Current/Phase(A): 104 Circuit Breaker(A): 125 | Standing System | 2 | 4P15PHNX-F | 3P5.08PHNX-F | 450400 | 306154 | 8 | 4 | [6 empty] | YES | YES | NO | 0 | 0 | NO | NO | 3 | RBT4 30V 300A 2CH | 2 |  |  |  | 94078 | 1029613
925060 | SYSTEM-RBT42023H-(5~40)V-300A/75A/10A-12KW2CH-24KW-(340~450)V3P/(200~240)V1P-NS-Expandable | RBT4 | 2 | 380V3P | 300 | 40 | 5 | RBT4 40V 300A |  | SYSTEM-RBT42023H-(5~40)V-300A/75A/10A-12KW2CH-24KW-(340~450)V3P/(200~240)V1P-NS-Expandable Chassis Dimension (inch): 25W45D71H Single Phase Power Requirement: Voltage(VAC): 200~240 Max Power(VA): 2000 Max Current/Phase(A): 10 Circuit Breaker(A): 15 Three Phase Power Requirement: Voltage(VAC): 340~450 Max Power(VA): 29650 Max Current/Phase(A): 45 Circuit Breaker(A): 50 | Standing System | 1 | 4P15PHNX-F | 3P5.08PHNX-F | 450400 | 306154 | 4 | 2 | [6 empty] | NO | YES | NO | 0 | 0 | NO | NO | 3 | RBT4 40V 300A 2CH | 1 |  |  |  | 49326 | 1029223
925062 | SYSTEM-RBT42023H-(5~40)V-300A/75A/10A-12KW4CH-48KW-(340~450)V3P/(200~240)V1P-NS | RBT4 | 4 | 380V3P | 300 | 40 | 5 | RBT4 40V 300A |  | SYSTEM-RBT42023H-(5~40)V-300A/75A/10A-12KW4CH-48KW-(340~450)V3P/(200~240)V1P-NS Chassis Dimension (inch): 25W45D71H Single Phase Power Requirement: Voltage(VAC): 200~240 Max Power(VA): 2000 Max Current/Phase(A): 10 Circuit Breaker(A): 15 Three Phase Power Requirement: Voltage(VAC): 340~450 Max Power(VA): 59300 Max Current/Phase(A): 90 Circuit Breaker(A): 100 | Standing System | 2 | 4P15PHNX-F | 3P5.08PHNX-F | 450400 | 306154 | 8 | 4 | [6 empty] | NO | YES | NO | 0 | 0 | NO | NO | 3 | RBT4 40V 300A 2CH | 2 |  |  |  | 82752 | 1029224
925064 | SYSTEM-RBT42023H-(0~40)V-300A/75A/10A-12KW2CH-24KW-(340~450)V3P/(200~240)V1P-NS-Expandable | RBT4 | 2 | 380V3P | 300 | 40 | 0 | RBT4 40V 300A |  | SYSTEM-RBT42023H-(0~40)V-300A/75A/10A-12KW2CH-24KW-(340~450)V3P/(200~240)V1P-NS-Expandable Chassis Dimension (inch): 25W45D71H Single Phase Power Requirement: Voltage(VAC): 200~240 Max Power(VA): 2000 Max Current/Phase(A): 10 Circuit Breaker(A): 15 Three Phase Power Requirement: Voltage(VAC): 340~450 Max Power(VA): 41250 Max Current/Phase(A): 63 Circuit Breaker(A): 80 | Standing System | 1 | 4P15PHNX-F | 3P5.08PHNX-F | 450400 | 306154 | 4 | 2 | [6 empty] | YES | YES | NO | 0 | 0 | NO | NO | 3 | RBT4 40V 300A 2CH | 1 |  |  |  | 62739 | 1029330
925066 | SYSTEM-RBT42023H-(0~40)V-300A/75A/10A-12KW4CH-48KW-(340~450)V3P/(200~240)V1P-NS | RBT4 | 4 | 380V3P | 300 | 40 | 0 | RBT4 40V 300A |  | SYSTEM-RBT42023H-(0~40)V-300A/75A/10A-12KW4CH-48KW-(340~450)V3P/(200~240)V1P-NS Chassis Dimension (inch): 25W45D71H Single Phase Power Requirement: Voltage(VAC): 200~240 Max Power(VA): 2000 Max Current/Phase(A): 10 Circuit Breaker(A): 15 Three Phase Power Requirement: Voltage(VAC): 340~450 Max Power(VA): 82500 Max Current/Phase(A): 126 Circuit Breaker(A): 160 | Standing System | 2 | 4P15PHNX-F | 3P5.08PHNX-F | 450400 | 306154 | 8 | 4 | [6 empty] | YES | YES | NO | 0 | 0 | NO | NO | 3 | RBT4 40V 300A 2CH | 2 |  |  |  | 109078 | 1029331
925068 | SYSTEM-RBT42023H-(5~60)V-300A/75A/10A-18KW2CH-36KW-(340~450)V3P/(200~240)V1P-NS-Expandable | RBT4 | 2 | 380V3P | 300 | 60 | 5 | RBT4 60V 300A |  | SYSTEM-RBT42023H-(5~60)V-300A/75A/10A-18KW2CH-36KW-(340~450)V3P/(200~240)V1P-NS-Expandable Chassis Dimension (inch): 25W45D71H Single Phase Power Requirement: Voltage(VAC): 200~240 Max Power(VA): 2000 Max Current/Phase(A): 10 Circuit Breaker(A): 15 Three Phase Power Requirement: Voltage(VAC): 340~450 Max Power(VA): 44000 Max Current/Phase(A): 67 Circuit Breaker(A): 80 | Standing System | 1 | 4P15PHNX-F | 3P5.08PHNX-F | 450400 | 306154 | 4 | 2 | [6 empty] | NO | YES | NO | 0 | 0 | NO | NO | 3 | RBT4 60V 300A 2CH | 1 |  |  |  | 55039 | 1029332
925070 | SYSTEM-RBT42023H-(5~60)V-300A/75A/10A-18KW4CH-72KW-(340~450)V3P/(200~240)V1P-NS | RBT4 | 4 | 380V3P | 300 | 60 | 5 | RBT4 60V 300A |  | SYSTEM-RBT42023H-(5~60)V-300A/75A/10A-18KW4CH-72KW-(340~450)V3P/(200~240)V1P-NS Chassis Dimension (inch): 25W45D71H Single Phase Power Requirement: Voltage(VAC): 200~240 Max Power(VA): 2000 Max Current/Phase(A): 10 Circuit Breaker(A): 15 Three Phase Power Requirement: Voltage(VAC): 340~450 Max Power(VA): 88000 Max Current/Phase(A): 134 Circuit Breaker(A): 160 | Standing System | 2 | 4P15PHNX-F | 3P5.08PHNX-F | 450400 | 306154 | 8 | 4 | [6 empty] | NO | YES | NO | 0 | 0 | NO | NO | 3 | RBT4 60V 300A 2CH | 2 |  |  |  | 94078 | 1029333
925072 | SYSTEM-RBT42023H-(0~60)V-300A/75A/10A-18KW2CH-36KW-(340~450)V3P/(200~240)V1P-NS-Expandable | RBT4 | 2 | 380V3P | 300 | 60 | 0 | RBT4 60V 300A |  | SYSTEM-RBT42023H-(0~60)V-300A/75A/10A-18KW2CH-36KW-(340~450)V3P/(200~240)V1P-NS-Expandable Chassis Dimension (inch): 25W45D71H Single Phase Power Requirement: Voltage(VAC): 200~240 Max Power(VA): 2000 Max Current/Phase(A): 10 Circuit Breaker(A): 15 Three Phase Power Requirement: Voltage(VAC): 340~450 Max Power(VA): 55600 Max Current/Phase(A): 85 Circuit Breaker(A): 100 | Standing System | 1 | 4P15PHNX-F | 3P5.08PHNX-F | 450400 | 306154 | 4 | 2 | [6 empty] | YES | YES | NO | 0 | 0 | NO | NO | 3 | RBT4 60V 300A 2CH | 1 |  |  |  | 60752 | 1029334
925074 | SYSTEM-RBT42023H-(0~60)V-300A/75A/10A-18KW4CH-72KW-(340~450)V3P/(200~240)V1P-NS | RBT4 | 4 | 380V3P | 300 | 60 | 0 | RBT4 60V 300A |  | SYSTEM-RBT42023H-(0~60)V-300A/75A/10A-18KW4CH-72KW-(340~450)V3P/(200~240)V1P-NS Chassis Dimension (inch): 25W45D71H Single Phase Power Requirement: Voltage(VAC): 200~240 Max Power(VA): 2000 Max Current/Phase(A): 10 Circuit Breaker(A): 15 Three Phase Power Requirement: Voltage(VAC): 340~450 Max Power(VA): 111200 Max Current/Phase(A): 169 Circuit Breaker(A): 200 | Standing System | 2 | 4P15PHNX-F | 3P5.08PHNX-F | 450400 | 306154 | 8 | 4 | [6 empty] | YES | YES | NO | 0 | 0 | NO | NO | 3 | RBT4 60V 300A 2CH | 2 |  |  |  | 105104 | 1029614
925076 | SYSTEM-RBT42023H-(8~100)V-300A/75A/10A-30KW2CH-60KW-(340~450)V3P/(200~240)V1P-NS-Expandable | RBT4 | 2 | 380V3P | 300 | 100 | 8 | RBT4 100V 300A |  | SYSTEM-RBT42023H-(8~100)V-300A/75A/10A-30KW2CH-60KW-(340~450)V3P/(200~240)V1P-NS Chassis Dimension (inch): 25W45D71H Single Phase Power Requirement: Voltage(VAC): 200~240 Max Power(VA): 2000 Max Current/Phase(A): 10 Circuit Breaker(A): 15 Three Phase Power Requirement: Voltage(VAC): 340~450 Max Power(VA): 71500 Max Current/Phase(A): 109 Circuit Breaker(A): 125 | Standing System | 1 | 4P15PHNX-F | 3P5.08PHNX-F | 450400 | 306154 | 4 | 2 | [6 empty] | NO | YES | NO | 0 | 0 | NO | NO | 3 | RBT4 100V 300A 2CH | 1 |  |  |  | 62739 | 1029335
925078 | SYSTEM-RBT42023H-(0~100)V-300A/75A/10A-30KW2CH-60KW-(340~450)V3P/(200~240)V1P-NS | RBT4 | 2 | 380V3P | 300 | 100 | 0 | RBT4 100V 300A |  | SYSTEM-RBT42023H-(0~100)V-300A/75A/10A-30KW2CH-60KW-(340~450)V3P/(200~240)V1P-NS Chassis Dimension (inch): 25W45D71H Single Phase Power Requirement: Voltage(VAC): 200~240 Max Power(VA): 2000 Max Current/Phase(A): 10 Circuit Breaker(A): 15 Three Phase Power Requirement: Voltage(VAC): 340~450 Max Power(VA): 83500 Max Current/Phase(A): 127 Circuit Breaker(A): 160 | Standing System | 1 | 4P15PHNX-F | 3P5.08PHNX-F | 450400 | 306154 | 4 | 2 | [6 empty] | YES | YES | NO | 0 | 0 | NO | NO | 3 | RBT4 100V 300A 2CH | 1 |  |  |  | 76052 | 1029336
925080 | SYSTEM-RBT42023H-(8~200)V-300A/75A/10A-60KW2CH-120KW-(340~450)V3P/(200~240)V1P-NS | RBT4 | 2 | 380V3P | 300 | 200 | 8 | RBT4 200V 300A |  | SYSTEM-RBT42023H-(8~200)V-300A/75A/10A-60KW2CH-120KW-(340~450)V3P/(200~240)V1P-NS Chassis Dimension (inch): 25W45D71H Single Phase Power Requirement: Voltage(VAC): 200~240 Max Power(VA): 2000 Max Current/Phase(A): 10 Circuit Breaker(A): 15 Three Phase Power Requirement: Voltage(VAC): 340~450 Max Power(VA): 133500 Max Current/Phase(A): 203 Circuit Breaker(A): 250 | Standing System | 1 | 4P15PHNX-F | 3P5.08PHNX-F | 450400 | 306154 | 4 | 2 | [6 empty] | NO | YES | NO | 0 | 0 | NO | NO | 3 | RBT4 200V 300A 2CH | 1 |  |  |  | 89365 | 1029337
925082 | SYSTEM-RBT42023H-(0~200)V-300A/75A/10A-60KW2CH-120KW(PM+)/110KW(PM-)-(340~450)V3P/(200~240)V1P-NS | RBT4 | 2 | 380V3P | 300 | 200 | 0 | RBT4 200V 300A |  | SYSTEM-RBT42023H-(0~200)V-300A/75A/10A-60KW2CH-120KW-(340~450)V3P/(200~240)V1P-NS Chassis Dimension (inch): 25W45D71H Single Phase Power Requirement: Voltage(VAC): 200~240 Max Power(VA): 2000 Max Current/Phase(A): 10 Circuit Breaker(A): 15 Three Phase Power Requirement: Voltage(VAC): 340~450 Max Power(VA): 150000 Max Current/Phase(A): 228 Circuit Breaker(A): 250 | Standing System | 1 | 4P15PHNX-F | 3P5.08PHNX-F | 450400 | 306154 | 4 | 2 | [6 empty] | YES | YES | NO | 0 | 0 | NO | NO | 3 | RBT4 200V 300A 2CH | 1 |  |  |  | 95078 | 1029338
925126 | System-LBTS22084-0~20V-40/10/1/0.1A-8CH-208V3P-V1 | LBTS | 8 | 208V3P | 40 | 20 | 0 | LBTS 20V 40A | LBTS22084 | System-LBTS22084-0~20V-40/10/1/0.1A-8CH-208V3P-V1 Chassis Dimension (inch): 25W45D71H Three Phase Power Requirement: Voltage(VAC): 208 Max Power(VA): 14760 Max Current/Phase(A): 42 Circuit Breaker(A): 50 | Standing System | 1 | Ring | 2P5.08PHNX-F | 305154 | 306130 | 16 | 8 | [6 empty] | YES | NO | NO | 0 | 0 | NO | NO | 4 | LBTS 20V 40A 8CH | 1 |  |  |  | 42000 | 1035616
925128 | System-LBTS22084-0~20V-40/10/1/0.1A-8CH-380V3P-V1 | LBTS | 8 | 380V3P | 40 | 20 | 0 | LBTS 20V 40A | LBTS22084 | System-LBTS22084-0~20V-40/10/1/0.1A-8CH-380V3P-V1 Chassis Dimension (inch): 25W45D71H Single Phase Power Requirement: Voltage(VAC): 220 Max Power(VA): 430 Max Current/Phase(A): 2 Circuit Breaker(A): 15 Three Phase Power Requirement: Voltage(VAC): 380 Max Power(VA): 14290 Max Current/Phase(A): 22 Circuit Breaker(A): 30 | Standing System | 1 | Ring | 2P5.08PHNX-F | 305154 | 306130 | 16 | 8 | [6 empty] | YES | NO | NO | 0 | 0 | NO | NO | 4 | LBTS 20V 40A 8CH | 1 |  |  |  | 36100 | 1035716
925130 | System-LBTS22084-0~20V-40/10/1/0.1A-8CH-400V3P-V1 | LBTS | 8 | 220V1P/380V3P | 40 | 20 | 0 | LBTS 20V 40A | LBTS22084 | System-LBTS22084-0~20V-40/10/1/0.1A-8CH-400V3P-V1 Chassis Dimension (inch): 25W45D71H Single Phase Power Requirement: Voltage(VAC): 220 Max Power(VA): 430 Max Current/Phase(A): 2 Circuit Breaker(A): 15 Three Phase Power Requirement: Voltage(VAC): 400 Max Power(VA): 14290 Max Current/Phase(A): 21 Circuit Breaker(A): 30 | Standing System | 1 | Ring | 2P5.08PHNX-F | 305154 | 306130 | 16 | 8 | [6 empty] | YES | NO | NO | 0 | 0 | NO | NO | 4 | LBTS 20V 40A 8CH | 1 |  |  |  | 36100 | 1035717
925132 | System-LBTS22084-0~20V-40/10/1/0.1A-8CH-480V3P-V1 | LBTS | 8 | 480V3P | 40 | 20 | 0 | LBTS 20V 40A | LBTS22084 | System-LBTS22084-0~20V-40/10/1/0.1A-8CH-480V3P-V1 Chassis Dimension (inch): 25W45D71H Single Phase Power Requirement: Voltage(VAC): 220 Max Power(VA): 430 Max Current/Phase(A): 2 Circuit Breaker(A): 15 Three Phase Power Requirement: Voltage(VAC): 480 Max Power(VA): 14290 Max Current/Phase(A): 18 Circuit Breaker(A): 20 | Standing System | 1 | Ring | 2P5.08PHNX-F | 305154 | 306130 | 16 | 8 | [6 empty] | YES | NO | NO | 0 | 0 | NO | NO | 4 | LBTS 20V 40A 8CH | 1 |  |  |  | 36000 | 1035617
925134 | System-LBTS22084-0~20V-40/10/1/0.1A-16CH-208V3P-V1 | LBTS | 16 | 208V3P | 40 | 20 | 0 | LBTS 20V 40A | LBTS22084 | System-LBTS22084-0~20V-40/10/1/0.1A-16CH-208V3P-V1 Chassis Dimension (inch): 25W45D71H Three Phase Power Requirement: Voltage(VAC): 208 Max Power(VA): 29430 Max Current/Phase(A): 84 Circuit Breaker(A): 100 | Standing System | 2 | Ring | 2P5.08PHNX-F | 305154 | 306130 | 32 | 16 | [6 empty] | YES | NO | NO | 0 | 0 | NO | NO | 4 | LBTS 20V 40A 8CH | 2 |  |  |  | 67333.33 | 1035816
925136 | System-LBTS22084-0~20V-40/10/1/0.1A-16CH-380V3P-V1 | LBTS | 16 | 380V3P | 40 | 20 | 0 | LBTS 20V 40A | LBTS22084 | System-LBTS22084-0~20V-40/10/1/0.1A-16CH-380V3P-V1 Chassis Dimension (inch): 25W45D71H Single Phase Power Requirement: Voltage(VAC): 220 Max Power(VA): 770 Max Current/Phase(A): 4 Circuit Breaker(A): 15 Three Phase Power Requirement: Voltage(VAC): 380 Max Power(VA): 28580 Max Current/Phase(A): 44 Circuit Breaker(A): 50 | Standing System | 2 | Ring | 2P5.08PHNX-F | 305154 | 306130 | 32 | 16 | [6 empty] | YES | NO | NO | 0 | 0 | NO | NO | 4 | LBTS 20V 40A 8CH | 2 |  |  |  | 57200 | 1035916
925138 | System-LBTS22084-0~20V-40/10/1/0.1A-16CH-400V3P-V1 | LBTS | 16 | 220V1P/380V3P | 40 | 20 | 0 | LBTS 20V 40A | LBTS22084 | System-LBTS22084-0~20V-40/10/1/0.1A-16CH-400V3P-V1 Chassis Dimension (inch): 25W45D71H Single Phase Power Requirement: Voltage(VAC): 220 Max Power(VA): 770 Max Current/Phase(A): 4 Circuit Breaker(A): 15 Three Phase Power Requirement: Voltage(VAC): 400 Max Power(VA): 28580 Max Current/Phase(A): 42 Circuit Breaker(A): 50 | Standing System | 2 | Ring | 2P5.08PHNX-F | 305154 | 306130 | 32 | 16 | [6 empty] | YES | NO | NO | 0 | 0 | NO | NO | 4 | LBTS 20V 40A 8CH | 2 |  |  |  | 57200 | 1035618
925140 | System-LBTS22084-0~20V-40/10/1/0.1A-16CH-480V3P-V1 | LBTS | 16 | 480V3P | 40 | 20 | 0 | LBTS 20V 40A | LBTS22084 | System-LBTS22084-0~20V-40/10/1/0.1A-16CH-480V3P-V1 Chassis Dimension (inch): 25W45D71H Single Phase Power Requirement: Voltage(VAC): 220 Max Power(VA): 770 Max Current/Phase(A): 4 Circuit Breaker(A): 15 Three Phase Power Requirement: Voltage(VAC): 480 Max Power(VA): 28580 Max Current/Phase(A): 35 Circuit Breaker(A): 50 | Standing System | 2 | Ring | 2P5.08PHNX-F | 305154 | 306130 | 32 | 16 | [6 empty] | YES | NO | NO | 0 | 0 | NO | NO | 4 | LBTS 20V 40A 8CH | 2 |  |  |  | 57200 | 1035718
925142 | System-LBTS22084-0~20V-40/10/1/0.1A-24CH-380V3P-V1 | LBTS | 24 | 380V3P | 40 | 20 | 0 | LBTS 20V 40A | LBTS22084 | System-LBTS22084-0~20V-40/10/1/0.1A-24CH-380V3P-V1 Chassis Dimension (inch): 25W45D71H Single Phase Power Requirement: Voltage(VAC): 220 Max Power(VA): 1200 Max Current/Phase(A): 6 Circuit Breaker(A): 15 Three Phase Power Requirement: Voltage(VAC): 380 Max Power(VA): 42860 Max Current/Phase(A): 66 Circuit Breaker(A): 80 | Standing System | 3 | Ring | 2P5.08PHNX-F | 305154 | 306130 | 48 | 24 | [6 empty] | YES | NO | NO | 0 | 0 | NO | NO | 4 | LBTS 20V 40A 8CH | 3 |  |  |  | 81000 | 1035817
925144 | System-LBTS22084-0~20V-40/10/1/0.1A-24CH-400V3P-V1 | LBTS | 24 | 220V1P/380V3P | 40 | 20 | 0 | LBTS 20V 40A | LBTS22084 | System-LBTS22084-0~20V-40/10/1/0.1A-24CH-400V3P-V1 Chassis Dimension (inch): 25W45D71H Single Phase Power Requirement: Voltage(VAC): 220 Max Power(VA): 1200 Max Current/Phase(A): 6 Circuit Breaker(A): 15 Three Phase Power Requirement: Voltage(VAC): 400 Max Power(VA): 42860 Max Current/Phase(A): 62 Circuit Breaker(A): 80 | Standing System | 3 | Ring | 2P5.08PHNX-F | 305154 | 306130 | 48 | 24 | [6 empty] | YES | NO | NO | 0 | 0 | NO | NO | 4 | LBTS 20V 40A 8CH | 3 |  |  |  | 81000 | 1035719
925146 | System-LBTS22084-0~20V-40/10/1/0.1A-24CH-480V3P-V1 | LBTS | 24 | 480V3P | 40 | 20 | 0 | LBTS 20V 40A | LBTS22084 | System-LBTS22084-0~20V-40/10/1/0.1A-24CH-480V3P-V1 Chassis Dimension (inch): 25W45D71H Single Phase Power Requirement: Voltage(VAC): 220 Max Power(VA): 1200 Max Current/Phase(A): 6 Circuit Breaker(A): 15 Three Phase Power Requirement: Voltage(VAC): 480 Max Power(VA): 42860 Max Current/Phase(A): 52 Circuit Breaker(A): 63 | Standing System | 3 | Ring | 2P5.08PHNX-F | 305154 | 306130 | 48 | 24 | [6 empty] | YES | NO | NO | 0 | 0 | NO | NO | 4 | LBTS 20V 40A 8CH | 3 |  |  |  | 81400 | 1035720
925148 | System-LBTS22084-4~20V-40/10/1/0.1A-8CH-208V3P-V1 | LBTS | 8 | 208V3P | 40 | 20 | 4 | LBTS 20V 40A | LBTS22084 | System-LBTS22084-4~20V-40/10/1/0.1A-8CH-208V3P-V1 Chassis Dimension (inch): 25W45D71H Three Phase Power Requirement: Voltage(VAC): 208 Max Power(VA): 14670 Max Current/Phase(A): 42 Circuit Breaker(A): 50 | Standing System | 1 | Ring | 2P5.08PHNX-F | 305154 | 306130 | 16 | 8 | [6 empty] | NO | NO | NO | 0 | 0 | NO | NO | 4 | LBTS 20V 40A 8CH | 1 |  |  |  | 37900 | 1035721
925150 | System-LBTS22084-4~20V-40/10/1/0.1A-8CH-380V3P-V1 | LBTS | 8 | 380V3P | 40 | 20 | 4 | LBTS 20V 40A | LBTS22084 | System-LBTS22084-4~20V-40/10/1/0.1A-8CH-380V3P-V1 Chassis Dimension (inch): 25W45D71H Single Phase Power Requirement: Voltage(VAC): 220 Max Power(VA): 340 Max Current/Phase(A): 2 Circuit Breaker(A): 15 Three Phase Power Requirement: Voltage(VAC): 380 Max Power(VA): 14290 Max Current/Phase(A): 22 Circuit Breaker(A): 30 | Standing System | 1 | Ring | 2P5.08PHNX-F | 305154 | 306130 | 16 | 8 | [6 empty] | NO | NO | NO | 0 | 0 | NO | NO | 4 | LBTS 20V 40A 8CH | 1 |  |  |  | 32000 | 1035722
925152 | System-LBTS22084-4~20V-40/10/1/0.1A-8CH-400V3P-V1 | LBTS | 8 | 220V1P/380V3P | 40 | 20 | 4 | LBTS 20V 40A | LBTS22084 | System-LBTS22084-4~20V-40/10/1/0.1A-8CH-400V3P-V1 Chassis Dimension (inch): 25W45D71H Single Phase Power Requirement: Voltage(VAC): 220 Max Power(VA): 340 Max Current/Phase(A): 2 Circuit Breaker(A): 15 Three Phase Power Requirement: Voltage(VAC): 400 Max Power(VA): 14290 Max Current/Phase(A): 21 Circuit Breaker(A): 30 | Standing System | 1 | Ring | 2P5.08PHNX-F | 305154 | 306130 | 16 | 8 | [6 empty] | NO | NO | NO | 0 | 0 | NO | NO | 4 | LBTS 20V 40A 8CH | 1 |  |  |  | 32000 | 1035723
925154 | System-LBTS22084-4~20V-40/10/1/0.1A-8CH-480V3P-V1 | LBTS | 8 | 480V3P | 40 | 20 | 4 | LBTS 20V 40A | LBTS22084 | System-LBTS22084-4~20V-40/10/1/0.1A-8CH-480V3P-V1 Chassis Dimension (inch): 25W45D71H Single Phase Power Requirement: Voltage(VAC): 220 Max Power(VA): 340 Max Current/Phase(A): 2 Circuit Breaker(A): 15 Three Phase Power Requirement: Voltage(VAC): 480 Max Power(VA): 14290 Max Current/Phase(A): 18 Circuit Breaker(A): 20 | Standing System | 1 | Ring | 2P5.08PHNX-F | 305154 | 306130 | 16 | 8 | [6 empty] | NO | NO | NO | 0 | 0 | NO | NO | 4 | LBTS 20V 40A 8CH | 1 |  |  |  | 31900 | 1035818
925156 | System-LBTS22084-4~20V-40/10/1/0.1A-16CH-208V3P-V1 | LBTS | 16 | 208V3P | 40 | 20 | 4 | LBTS 20V 40A | LBTS22084 | System-LBTS22084-4~20V-40/10/1/0.1A-16CH-208V3P-V1 Chassis Dimension (inch): 25W45D71H Three Phase Power Requirement: Voltage(VAC): 208 Max Power(VA): 29340 Max Current/Phase(A): 84 Circuit Breaker(A): 100 | Standing System | 2 | Ring | 2P5.08PHNX-F | 305154 | 306130 | 32 | 16 | [6 empty] | NO | NO | NO | 0 | 0 | NO | NO | 4 | LBTS 20V 40A 8CH | 2 |  |  |  | 63800 | 1035724
925158 | System-LBTS22084-4~20V-40/10/1/0.1A-16CH-380V3P-V1 | LBTS | 16 | 380V3P | 40 | 20 | 4 | LBTS 20V 40A | LBTS22084 | System-LBTS22084-4~20V-40/10/1/0.1A-16CH-380V3P-V1 Chassis Dimension (inch): 25W45D71H Single Phase Power Requirement: Voltage(VAC): 220 Max Power(VA): 680 Max Current/Phase(A): 4 Circuit Breaker(A): 15 Three Phase Power Requirement: Voltage(VAC): 380 Max Power(VA): 28580 Max Current/Phase(A): 44 Circuit Breaker(A): 50 | Standing System | 2 | Ring | 2P5.08PHNX-F | 305154 | 306130 | 32 | 16 | [6 empty] | NO | NO | NO | 0 | 0 | NO | NO | 4 | LBTS 20V 40A 8CH | 2 |  |  |  | 53100 | 1036016
925160 | System-LBTS22084-4~20V-40/10/1/0.1A-16CH-400V3P-V1 | LBTS | 16 | 220V1P/380V3P | 40 | 20 | 4 | LBTS 20V 40A | LBTS22084 | System-LBTS22084-4~20V-40/10/1/0.1A-16CH-400V3P-V1 Chassis Dimension (inch): 25W45D71H Single Phase Power Requirement: Voltage(VAC): 220 Max Power(VA): 680 Max Current/Phase(A): 4 Circuit Breaker(A): 15 Three Phase Power Requirement: Voltage(VAC): 400 Max Power(VA): 28580 Max Current/Phase(A): 42 Circuit Breaker(A): 50 | Standing System | 2 | Ring | 2P5.08PHNX-F | 305154 | 306130 | 32 | 16 | [6 empty] | NO | NO | NO | 0 | 0 | NO | NO | 4 | LBTS 20V 40A 8CH | 2 |  |  |  | 53100 | 1035725
925162 | System-LBTS22084-4~20V-40/10/1/0.1A-16CH-480V3P-V1 | LBTS | 16 | 480V3P | 40 | 20 | 4 | LBTS 20V 40A | LBTS22084 | System-LBTS22084-4~20V-40/10/1/0.1A-16CH-480V3P-V1 Chassis Dimension (inch): 25W45D71H Single Phase Power Requirement: Voltage(VAC): 220 Max Power(VA): 680 Max Current/Phase(A): 4 Circuit Breaker(A): 15 Three Phase Power Requirement: Voltage(VAC): 480 Max Power(VA): 28580 Max Current/Phase(A): 35 Circuit Breaker(A): 50 | Standing System | 2 | Ring | 2P5.08PHNX-F | 305154 | 306130 | 32 | 16 | [6 empty] | NO | NO | NO | 0 | 0 | NO | NO | 4 | LBTS 20V 40A 8CH | 2 |  |  |  | 53100 | 1035726
925164 | System-LBTS22084-4~20V-40/10/1/0.1A-24CH-380V3P-V1 | LBTS | 24 | 380V3P | 40 | 20 | 4 | LBTS 20V 40A | LBTS22084 | System-LBTS22084-4~20V-40/10/1/0.1A-24CH-380V3P-V1 Chassis Dimension (inch): 25W45D71H Single Phase Power Requirement: Voltage(VAC): 220 Max Power(VA): 1020 Max Current/Phase(A): 5 Circuit Breaker(A): 15 Three Phase Power Requirement: Voltage(VAC): 380 Max Power(VA): 42860 Max Current/Phase(A): 66 Circuit Breaker(A): 80 | Standing System | 3 | Ring | 2P5.08PHNX-F | 305154 | 306130 | 48 | 24 | [6 empty] | NO | NO | NO | 0 | 0 | NO | NO | 4 | LBTS 20V 40A 8CH | 3 |  |  |  | 72700 | 1036017
925166 | System-LBTS22084-4~20V-40/10/1/0.1A-24CH-400V3P-V1 | LBTS | 24 | 220V1P/380V3P | 40 | 20 | 4 | LBTS 20V 40A | LBTS22084 | System-LBTS22084-4~20V-40/10/1/0.1A-24CH-400V3P-V1 Chassis Dimension (inch): 25W45D71H Single Phase Power Requirement: Voltage(VAC): 220 Max Power(VA): 1020 Max Current/Phase(A): 5 Circuit Breaker(A): 15 Three Phase Power Requirement: Voltage(VAC): 400 Max Power(VA): 42860 Max Current/Phase(A): 62 Circuit Breaker(A): 80 | Standing System | 3 | Ring | 2P5.08PHNX-F | 305154 | 306130 | 48 | 24 | [6 empty] | NO | NO | NO | 0 | 0 | NO | NO | 4 | LBTS 20V 40A 8CH | 3 |  |  |  | 72700 | 1035819
925168 | System-LBTS22084-4~20V-40/10/1/0.1A-24CH-480V3P-V1 | LBTS | 24 | 480V3P | 40 | 20 | 4 | LBTS 20V 40A | LBTS22084 | System-LBTS22084-4~20V-40/10/1/0.1A-24CH-480V3P-V1 Chassis Dimension (inch): 25W45D71H Single Phase Power Requirement: Voltage(VAC): 220 Max Power(VA): 1020 Max Current/Phase(A): 5 Circuit Breaker(A): 15 Three Phase Power Requirement: Voltage(VAC): 480 Max Power(VA): 42860 Max Current/Phase(A): 52 Circuit Breaker(A): 63 | Standing System | 3 | Ring | 2P5.08PHNX-F | 305154 | 306130 | 48 | 24 | [6 empty] | NO | NO | NO | 0 | 0 | NO | NO | 4 | LBTS 20V 40A 8CH | 3 |  |  |  | 73100 | 1035820
925170 | System-LBTS22084-0~30V-30/10/1/0.1A-8CH-208V3P-V1 | LBTS | 8 | 208V3P | 30 | 30 | 0 | LBTS 30V 30A | LBTS22084 | System-LBTS22084-0~30V-30/10/1/0.1A-8CH-208V3P-V1 Chassis Dimension (inch): 25W45D71H Three Phase Power Requirement: Voltage(VAC): 208 Max Power(VA): 15470 Max Current/Phase(A): 44 Circuit Breaker(A): 50 | Standing System | 1 | Ring | 2P5.08PHNX-F | 305154 | 306130 | 16 | 8 | [6 empty] | YES | NO | NO | 0 | 0 | NO | NO | 4 | LBTS 30V 30A 8CH | 1 |  |  |  | 42000 | 1035727
925172 | System-LBTS22084-0~30V-30/10/1/0.1A-8CH-380V3P-V1 | LBTS | 8 | 380V3P | 30 | 30 | 0 | LBTS 30V 30A | LBTS22084 | System-LBTS22084-0~30V-30/10/1/0.1A-8CH-380V3P-V1 Chassis Dimension (inch): 25W45D71H Single Phase Power Requirement: Voltage(VAC): 220 Max Power(VA): 430 Max Current/Phase(A): 2 Circuit Breaker(A): 15 Three Phase Power Requirement: Voltage(VAC): 380 Max Power(VA): 15000 Max Current/Phase(A): 23 Circuit Breaker(A): 30 | Standing System | 1 | Ring | 2P5.08PHNX-F | 305154 | 306130 | 16 | 8 | [6 empty] | YES | NO | NO | 0 | 0 | NO | NO | 4 | LBTS 30V 30A 8CH | 1 |  |  |  | 36100 | 1035728
925174 | System-LBTS22084-0~30V-30/10/1/0.1A-8CH-400V3P-V1 | LBTS | 8 | 220V1P/380V3P | 30 | 30 | 0 | LBTS 30V 30A | LBTS22084 | System-LBTS22084-0~30V-30/10/1/0.1A-8CH-400V3P-V1 Chassis Dimension (inch): 25W45D71H Single Phase Power Requirement: Voltage(VAC): 220 Max Power(VA): 430 Max Current/Phase(A): 2 Circuit Breaker(A): 15 Three Phase Power Requirement: Voltage(VAC): 400 Max Power(VA): 15000 Max Current/Phase(A): 22 Circuit Breaker(A): 30 | Standing System | 1 | Ring | 2P5.08PHNX-F | 305154 | 306130 | 16 | 8 | [6 empty] | YES | NO | NO | 0 | 0 | NO | NO | 4 | LBTS 30V 30A 8CH | 1 |  |  |  | 36100 | 1035729
925176 | System-LBTS22084-0~30V-30/10/1/0.1A-8CH-480V3P-V1 | LBTS | 8 | 480V3P | 30 | 30 | 0 | LBTS 30V 30A | LBTS22084 | System-LBTS22084-0~30V-30/10/1/0.1A-8CH-480V3P-V1 Chassis Dimension (inch): 25W45D71H Single Phase Power Requirement: Voltage(VAC): 220 Max Power(VA): 430 Max Current/Phase(A): 2 Circuit Breaker(A): 15 Three Phase Power Requirement: Voltage(VAC): 480 Max Power(VA): 15000 Max Current/Phase(A): 19 Circuit Breaker(A): 30 | Standing System | 1 | Ring | 2P5.08PHNX-F | 305154 | 306130 | 16 | 8 | [6 empty] | YES | NO | NO | 0 | 0 | NO | NO | 4 | LBTS 30V 30A 8CH | 1 |  |  |  | 36100 | 1035821
925178 | System-LBTS22084-0~30V-30/10/1/0.1A-16CH-208V3P-V1 | LBTS | 16 | 208V3P | 30 | 30 | 0 | LBTS 30V 30A | LBTS22084 | System-LBTS22084-0~30V-30/10/1/0.1A-16CH-208V3P-V1 Chassis Dimension (inch): 25W45D71H Three Phase Power Requirement: Voltage(VAC): 208 Max Power(VA): 30860 Max Current/Phase(A): 88 Circuit Breaker(A): 100 | Standing System | 2 | Ring | 2P5.08PHNX-F | 305154 | 306130 | 32 | 16 | [6 empty] | YES | NO | NO | 0 | 0 | NO | NO | 4 | LBTS 30V 30A 8CH | 2 |  |  |  | 67900 | 1035822
925180 | System-LBTS22084-0~30V-30/10/1/0.1A-16CH-380V3P-V1 | LBTS | 16 | 380V3P | 30 | 30 | 0 | LBTS 30V 30A | LBTS22084 | System-LBTS22084-0~30V-30/10/1/0.1A-16CH-380V3P-V1 Chassis Dimension (inch): 25W45D71H Single Phase Power Requirement: Voltage(VAC): 220 Max Power(VA): 770 Max Current/Phase(A): 4 Circuit Breaker(A): 15 Three Phase Power Requirement: Voltage(VAC): 380 Max Power(VA): 30000 Max Current/Phase(A): 46 Circuit Breaker(A): 63 | Standing System | 2 | Ring | 2P5.08PHNX-F | 305154 | 306130 | 32 | 16 | [6 empty] | YES | NO | NO | 0 | 0 | NO | NO | 4 | LBTS 30V 30A 8CH | 2 |  |  |  | 57100 | 1035619
925182 | System-LBTS22084-0~30V-30/10/1/0.1A-16CH-400V3P-V1 | LBTS | 16 | 220V1P/380V3P | 30 | 30 | 0 | LBTS 30V 30A | LBTS22084 | System-LBTS22084-0~30V-30/10/1/0.1A-16CH-400V3P-V1 Chassis Dimension (inch): 25W45D71H Single Phase Power Requirement: Voltage(VAC): 220 Max Power(VA): 770 Max Current/Phase(A): 4 Circuit Breaker(A): 15 Three Phase Power Requirement: Voltage(VAC): 400 Max Power(VA): 30000 Max Current/Phase(A): 44 Circuit Breaker(A): 50 | Standing System | 2 | Ring | 2P5.08PHNX-F | 305154 | 306130 | 32 | 16 | [6 empty] | YES | NO | NO | 0 | 0 | NO | NO | 4 | LBTS 30V 30A 8CH | 2 |  |  |  | 57200 | 1035823
925184 | System-LBTS22084-0~30V-30/10/1/0.1A-16CH-480V3P-V1 | LBTS | 16 | 480V3P | 30 | 30 | 0 | LBTS 30V 30A | LBTS22084 | System-LBTS22084-0~30V-30/10/1/0.1A-16CH-480V3P-V1 Chassis Dimension (inch): 25W45D71H Single Phase Power Requirement: Voltage(VAC): 220 Max Power(VA): 770 Max Current/Phase(A): 4 Circuit Breaker(A): 15 Three Phase Power Requirement: Voltage(VAC): 480 Max Power(VA): 30000 Max Current/Phase(A): 37 Circuit Breaker(A): 50 | Standing System | 2 | Ring | 2P5.08PHNX-F | 305154 | 306130 | 32 | 16 | [6 empty] | YES | NO | NO | 0 | 0 | NO | NO | 4 | LBTS 30V 30A 8CH | 2 |  |  |  | 57200 | 1035730
925186 | System-LBTS22084-0~30V-30/10/1/0.1A-24CH-380V3P-V1 | LBTS | 24 | 380V3P | 30 | 30 | 0 | LBTS 30V 30A | LBTS22084 | System-LBTS22084-0~30V-30/10/1/0.1A-24CH-380V3P-V1 Chassis Dimension (inch): 25W45D71H Single Phase Power Requirement: Voltage(VAC): 220 Max Power(VA): 1200 Max Current/Phase(A): 6 Circuit Breaker(A): 15 Three Phase Power Requirement: Voltage(VAC): 380 Max Power(VA): 45000 Max Current/Phase(A): 69 Circuit Breaker(A): 80 | Standing System | 3 | Ring | 2P5.08PHNX-F | 305154 | 306130 | 48 | 24 | [6 empty] | YES | NO | NO | 0 | 0 | NO | NO | 4 | LBTS 30V 30A 8CH | 3 |  |  |  | 81000 | 1035731
925188 | System-LBTS22084-0~30V-30/10/1/0.1A-24CH-400V3P-V1 | LBTS | 24 | 220V1P/380V3P | 30 | 30 | 0 | LBTS 30V 30A | LBTS22084 | System-LBTS22084-0~30V-30/10/1/0.1A-24CH-400V3P-V1 Chassis Dimension (inch): 25W45D71H Single Phase Power Requirement: Voltage(VAC): 220 Max Power(VA): 1200 Max Current/Phase(A): 6 Circuit Breaker(A): 15 Three Phase Power Requirement: Voltage(VAC): 400 Max Power(VA): 45000 Max Current/Phase(A): 65 Circuit Breaker(A): 80 | Standing System | 3 | Ring | 2P5.08PHNX-F | 305154 | 306130 | 48 | 24 | [6 empty] | YES | NO | NO | 0 | 0 | NO | NO | 4 | LBTS 30V 30A 8CH | 3 |  |  |  | 81000 | 1035732
925190 | System-LBTS22084-0~30V-30/10/1/0.1A-24CH-480V3P-V1 | LBTS | 24 | 480V3P | 30 | 30 | 0 | LBTS 30V 30A | LBTS22084 | System-LBTS22084-0~30V-30/10/1/0.1A-24CH-480V3P-V1 Chassis Dimension (inch): 25W45D71H Single Phase Power Requirement: Voltage(VAC): 220 Max Power(VA): 1200 Max Current/Phase(A): 6 Circuit Breaker(A): 15 Three Phase Power Requirement: Voltage(VAC): 480 Max Power(VA): 45000 Max Current/Phase(A): 55 Circuit Breaker(A): 63 | Standing System | 3 | Ring | 2P5.08PHNX-F | 305154 | 306130 | 48 | 24 | [6 empty] | YES | NO | NO | 0 | 0 | NO | NO | 4 | LBTS 30V 30A 8CH | 3 |  |  |  | 81400 | 1035620
925192 | System-LBTS22084-4~30V-30/10/1/0.1A-8CH-208V3P-V1 | LBTS | 8 | 208V3P | 30 | 30 | 4 | LBTS 30V 30A | LBTS22084 | System-LBTS22084-4~30V-30/10/1/0.1A-8CH-208V3P-V1 Chassis Dimension (inch): 25W45D71H Three Phase Power Requirement: Voltage(VAC): 208 Max Power(VA): 15390 Max Current/Phase(A): 44 Circuit Breaker(A): 50 | Standing System | 1 | Ring | 2P5.08PHNX-F | 305154 | 306130 | 16 | 8 | [6 empty] | NO | NO | NO | 0 | 0 | NO | NO | 4 | LBTS 30V 30A 8CH | 1 |  |  |  | 37900 | 1035733
925194 | System-LBTS22084-4~30V-30/10/1/0.1A-8CH-380V3P-V1 | LBTS | 8 | 380V3P | 30 | 30 | 4 | LBTS 30V 30A | LBTS22084 | System-LBTS22084-4~30V-30/10/1/0.1A-8CH-380V3P-V1 Chassis Dimension (inch): 25W45D71H Single Phase Power Requirement: Voltage(VAC): 220 Max Power(VA): 340 Max Current/Phase(A): 2 Circuit Breaker(A): 15 Three Phase Power Requirement: Voltage(VAC): 380 Max Power(VA): 15000 Max Current/Phase(A): 23 Circuit Breaker(A): 30 | Standing System | 1 | Ring | 2P5.08PHNX-F | 305154 | 306130 | 16 | 8 | [6 empty] | NO | NO | NO | 0 | 0 | NO | NO | 4 | LBTS 30V 30A 8CH | 1 |  |  |  | 32000 | 1035734
925196 | System-LBTS22084-4~30V-30/10/1/0.1A-8CH-400V3P-V1 | LBTS | 8 | 220V1P/380V3P | 30 | 30 | 4 | LBTS 30V 30A | LBTS22084 | System-LBTS22084-4~30V-30/10/1/0.1A-8CH-400V3P-V1 Chassis Dimension (inch): 25W45D71H Single Phase Power Requirement: Voltage(VAC): 220 Max Power(VA): 340 Max Current/Phase(A): 2 Circuit Breaker(A): 15 Three Phase Power Requirement: Voltage(VAC): 400 Max Power(VA): 15000 Max Current/Phase(A): 22 Circuit Breaker(A): 30 | Standing System | 1 | Ring | 2P5.08PHNX-F | 305154 | 306130 | 16 | 8 | [6 empty] | NO | NO | NO | 0 | 0 | NO | NO | 4 | LBTS 30V 30A 8CH | 1 |  |  |  | 32000 | 1035735
925198 | System-LBTS22084-4~30V-30/10/1/0.1A-8CH-480V3P-V1 | LBTS | 8 | 480V3P | 30 | 30 | 4 | LBTS 30V 30A | LBTS22084 | System-LBTS22084-4~30V-30/10/1/0.1A-8CH-480V3P-V1 Chassis Dimension (inch): 25W45D71H Single Phase Power Requirement: Voltage(VAC): 220 Max Power(VA): 340 Max Current/Phase(A): 2 Circuit Breaker(A): 15 Three Phase Power Requirement: Voltage(VAC): 480 Max Power(VA): 15000 Max Current/Phase(A): 19 Circuit Breaker(A): 30 | Standing System | 1 | Ring | 2P5.08PHNX-F | 305154 | 306130 | 16 | 8 | [6 empty] | NO | NO | NO | 0 | 0 | NO | NO | 4 | LBTS 30V 30A 8CH | 1 |  |  |  | 32000 | 1035736
925200 | System-LBTS22084-4~30V-30/10/1/0.1A-16CH-208V3P-V1 | LBTS | 16 | 208V3P | 30 | 30 | 4 | LBTS 30V 30A | LBTS22084 | System-LBTS22084-4~30V-30/10/1/0.1A-16CH-208V3P-V1 Chassis Dimension (inch): 25W45D71H Three Phase Power Requirement: Voltage(VAC): 208 Max Power(VA): 30770 Max Current/Phase(A): 87 Circuit Breaker(A): 100 | Standing System | 2 | Ring | 2P5.08PHNX-F | 305154 | 306130 | 32 | 16 | [6 empty] | NO | NO | NO | 0 | 0 | NO | NO | 4 | LBTS 30V 30A 8CH | 2 |  |  |  | 63800 | 1035737
925202 | System-LBTS22084-4~30V-30/10/1/0.1A-16CH-380V3P-V1 | LBTS | 16 | 380V3P | 30 | 30 | 4 | LBTS 30V 30A | LBTS22084 | System-LBTS22084-4~30V-30/10/1/0.1A-16CH-380V3P-V1 Chassis Dimension (inch): 25W45D71H Single Phase Power Requirement: Voltage(VAC): 220 Max Power(VA): 680 Max Current/Phase(A): 4 Circuit Breaker(A): 15 Three Phase Power Requirement: Voltage(VAC): 380 Max Power(VA): 30000 Max Current/Phase(A): 46 Circuit Breaker(A): 63 | Standing System | 2 | Ring | 2P5.08PHNX-F | 305154 | 306130 | 32 | 16 | [6 empty] | NO | NO | NO | 0 | 0 | NO | NO | 4 | LBTS 30V 30A 8CH | 2 |  |  |  | 52900 | 1035824
925204 | System-LBTS22084-4~30V-30/10/1/0.1A-16CH-400V3P-V1 | LBTS | 16 | 220V1P/380V3P | 30 | 30 | 4 | LBTS 30V 30A | LBTS22084 | System-LBTS22084-4~30V-30/10/1/0.1A-16CH-400V3P-V1 Chassis Dimension (inch): 25W45D71H Single Phase Power Requirement: Voltage(VAC): 220 Max Power(VA): 680 Max Current/Phase(A): 4 Circuit Breaker(A): 15 Three Phase Power Requirement: Voltage(VAC): 400 Max Power(VA): 30000 Max Current/Phase(A): 44 Circuit Breaker(A): 50 | Standing System | 2 | Ring | 2P5.08PHNX-F | 305154 | 306130 | 32 | 16 | [6 empty] | NO | NO | NO | 0 | 0 | NO | NO | 4 | LBTS 30V 30A 8CH | 2 |  |  |  | 53100 | 1035738
925206 | System-LBTS22084-4~30V-30/10/1/0.1A-16CH-480V3P-V1 | LBTS | 16 | 480V3P | 30 | 30 | 4 | LBTS 30V 30A | LBTS22084 | System-LBTS22084-4~30V-30/10/1/0.1A-16CH-480V3P-V1 Chassis Dimension (inch): 25W45D71H Single Phase Power Requirement: Voltage(VAC): 220 Max Power(VA): 680 Max Current/Phase(A): 4 Circuit Breaker(A): 15 Three Phase Power Requirement: Voltage(VAC): 480 Max Power(VA): 30000 Max Current/Phase(A): 37 Circuit Breaker(A): 50 | Standing System | 2 | Ring | 2P5.08PHNX-F | 305154 | 306130 | 32 | 16 | [6 empty] | NO | NO | NO | 0 | 0 | NO | NO | 4 | LBTS 30V 30A 8CH | 2 |  |  |  | 53100 | 1035739
925208 | System-LBTS22084-4~30V-30/10/1/0.1A-24CH-380V3P-V1 | LBTS | 24 | 380V3P | 30 | 30 | 4 | LBTS 30V 30A | LBTS22084 | System-LBTS22084-4~30V-30/10/1/0.1A-24CH-380V3P-V1 Chassis Dimension (inch): 25W45D71H Single Phase Power Requirement: Voltage(VAC): 220 Max Power(VA): 1020 Max Current/Phase(A): 5 Circuit Breaker(A): 15 Three Phase Power Requirement: Voltage(VAC): 380 Max Power(VA): 45000 Max Current/Phase(A): 69 Circuit Breaker(A): 80 | Standing System | 3 | Ring | 2P5.08PHNX-F | 305154 | 306130 | 48 | 24 | [6 empty] | NO | NO | NO | 0 | 0 | NO | NO | 4 | LBTS 30V 30A 8CH | 3 |  |  |  | 72700 | 1035740
925210 | System-LBTS22084-4~30V-30/10/1/0.1A-24CH-400V3P-V1 | LBTS | 24 | 220V1P/380V3P | 30 | 30 | 4 | LBTS 30V 30A | LBTS22084 | System-LBTS22084-4~30V-30/10/1/0.1A-24CH-400V3P-V1 Chassis Dimension (inch): 25W45D71H Single Phase Power Requirement: Voltage(VAC): 220 Max Power(VA): 1020 Max Current/Phase(A): 5 Circuit Breaker(A): 15 Three Phase Power Requirement: Voltage(VAC): 400 Max Power(VA): 45000 Max Current/Phase(A): 65 Circuit Breaker(A): 80 | Standing System | 3 | Ring | 2P5.08PHNX-F | 305154 | 306130 | 48 | 24 | [6 empty] | NO | NO | NO | 0 | 0 | NO | NO | 4 | LBTS 30V 30A 8CH | 3 |  |  |  | 72700 | 1035741
925212 | System-LBTS22084-4~30V-30/10/1/0.1A-24CH-480V3P-V1 | LBTS | 24 | 480V3P | 30 | 30 | 4 | LBTS 30V 30A | LBTS22084 | System-LBTS22084-4~30V-30/10/1/0.1A-24CH-480V3P-V1 Chassis Dimension (inch): 25W45D71H Single Phase Power Requirement: Voltage(VAC): 220 Max Power(VA): 1020 Max Current/Phase(A): 5 Circuit Breaker(A): 15 Three Phase Power Requirement: Voltage(VAC): 480 Max Power(VA): 45000 Max Current/Phase(A): 55 Circuit Breaker(A): 63 | Standing System | 3 | Ring | 2P5.08PHNX-F | 305154 | 306130 | 48 | 24 | [6 empty] | NO | NO | NO | 0 | 0 | NO | NO | 4 | LBTS 30V 30A 8CH | 3 |  |  |  | 73100 | 1035742
925214 | System-LBTS22084-0~40V-20/5/1/0.1A-8CH-208V3P-V1 | LBTS | 8 | 208V3P | 20 | 40 | 0 | LBTS 40V 20A | LBTS22084 | System-LBTS22084-0~40V-20/5/1/0.1A-8CH-208V3P-V1 Chassis Dimension (inch): 25W45D71H Three Phase Power Requirement: Voltage(VAC): 208 Max Power(VA): 13290 Max Current/Phase(A): 38 Circuit Breaker(A): 50 | Standing System | 1 | Ring | 2P5.08PHNX-F | 305154 | 306130 | 16 | 8 | [6 empty] | YES | NO | NO | 0 | 0 | NO | NO | 4 | LBTS 40V 20A 8CH | 1 |  |  |  | 36700 | 1035621
925216 | System-LBTS22084-0~40V-20/5/1/0.1A-8CH-380V3P-V1 | LBTS | 8 | 380V3P | 20 | 40 | 0 | LBTS 40V 20A | LBTS22084 | System-LBTS22084-0~40V-20/5/1/0.1A-8CH-380V3P-V1 Chassis Dimension (inch): 25W45D71H Single Phase Power Requirement: Voltage(VAC): 220 Max Power(VA): 430 Max Current/Phase(A): 2 Circuit Breaker(A): 15 Three Phase Power Requirement: Voltage(VAC): 380 Max Power(VA): 12860 Max Current/Phase(A): 20 Circuit Breaker(A): 30 | Standing System | 1 | Ring | 2P5.08PHNX-F | 305154 | 306130 | 16 | 8 | [6 empty] | YES | NO | NO | 0 | 0 | NO | NO | 4 | LBTS 40V 20A 8CH | 1 |  |  |  | 37000 | 1035743
925218 | System-LBTS22084-0~40V-20/5/1/0.1A-8CH-400V3P-V1 | LBTS | 8 | 220V1P/380V3P | 20 | 40 | 0 | LBTS 40V 20A | LBTS22084 | System-LBTS22084-0~40V-20/5/1/0.1A-8CH-400V3P-V1 Chassis Dimension (inch): 25W45D71H Single Phase Power Requirement: Voltage(VAC): 220 Max Power(VA): 430 Max Current/Phase(A): 2 Circuit Breaker(A): 15 Three Phase Power Requirement: Voltage(VAC): 400 Max Power(VA): 12860 Max Current/Phase(A): 19 Circuit Breaker(A): 30 | Standing System | 1 | Ring | 2P5.08PHNX-F | 305154 | 306130 | 16 | 8 | [6 empty] | YES | NO | NO | 0 | 0 | NO | NO | 4 | LBTS 40V 20A 8CH | 1 |  |  |  | 37000 | 1035744
925220 | System-LBTS22084-0~40V-20/5/1/0.1A-8CH-480V3P-V1 | LBTS | 8 | 480V3P | 20 | 40 | 0 | LBTS 40V 20A | LBTS22084 | System-LBTS22084-0~40V-20/5/1/0.1A-8CH-480V3P-V1 Chassis Dimension (inch): 25W45D71H Single Phase Power Requirement: Voltage(VAC): 220 Max Power(VA): 430 Max Current/Phase(A): 2 Circuit Breaker(A): 15 Three Phase Power Requirement: Voltage(VAC): 480 Max Power(VA): 12860 Max Current/Phase(A): 16 Circuit Breaker(A): 20 | Standing System | 1 | Ring | 2P5.08PHNX-F | 305154 | 306130 | 16 | 8 | [6 empty] | YES | NO | NO | 0 | 0 | NO | NO | 4 | LBTS 40V 20A 8CH | 1 |  |  |  | 36900 | 1035745
925222 | System-LBTS22084-0~40V-20/5/1/0.1A-16CH-208V3P-V1 | LBTS | 16 | 208V3P | 20 | 40 | 0 | LBTS 40V 20A | LBTS22084 | System-LBTS22084-0~40V-20/5/1/0.1A-16CH-208V3P-V1 Chassis Dimension (inch): 25W45D71H Three Phase Power Requirement: Voltage(VAC): 208 Max Power(VA): 26480 Max Current/Phase(A): 76 Circuit Breaker(A): 100 | Standing System | 2 | Ring | 2P5.08PHNX-F | 305154 | 306130 | 32 | 16 | [6 empty] | YES | NO | NO | 0 | 0 | NO | NO | 4 | LBTS 40V 20A 8CH | 2 |  |  |  | 57300 | 1035622
925224 | System-LBTS22084-0~40V-20/5/1/0.1A-16CH-380V3P-V1 | LBTS | 16 | 380V3P | 20 | 40 | 0 | LBTS 40V 20A | LBTS22084 | System-LBTS22084-0~40V-20/5/1/0.1A-16CH-380V3P-V1 Chassis Dimension (inch): 25W45D71H Single Phase Power Requirement: Voltage(VAC): 220 Max Power(VA): 730 Max Current/Phase(A): 4 Circuit Breaker(A): 15 Three Phase Power Requirement: Voltage(VAC): 380 Max Power(VA): 25720 Max Current/Phase(A): 40 Circuit Breaker(A): 50 | Standing System | 2 | Ring | 2P5.08PHNX-F | 305154 | 306130 | 32 | 16 | [6 empty] | YES | NO | NO | 0 | 0 | NO | NO | 4 | LBTS 40V 20A 8CH | 2 |  |  |  | 54400 | 1035623
925226 | System-LBTS22084-0~40V-20/5/1/0.1A-16CH-400V3P-V1 | LBTS | 16 | 220V1P/380V3P | 20 | 40 | 0 | LBTS 40V 20A | LBTS22084 | System-LBTS22084-0~40V-20/5/1/0.1A-16CH-400V3P-V1 Chassis Dimension (inch): 25W45D71H Single Phase Power Requirement: Voltage(VAC): 220 Max Power(VA): 730 Max Current/Phase(A): 4 Circuit Breaker(A): 15 Three Phase Power Requirement: Voltage(VAC): 400 Max Power(VA): 25720 Max Current/Phase(A): 38 Circuit Breaker(A): 50 | Standing System | 2 | Ring | 2P5.08PHNX-F | 305154 | 306130 | 32 | 16 | [6 empty] | YES | NO | NO | 0 | 0 | NO | NO | 4 | LBTS 40V 20A 8CH | 2 |  |  |  | 54400 | 1035624
925228 | System-LBTS22084-0~40V-20/5/1/0.1A-16CH-480V3P-V1 | LBTS | 16 | 480V3P | 20 | 40 | 0 | LBTS 40V 20A | LBTS22084 | System-LBTS22084-0~40V-20/5/1/0.1A-16CH-480V3P-V1 Chassis Dimension (inch): 25W45D71H Single Phase Power Requirement: Voltage(VAC): 220 Max Power(VA): 730 Max Current/Phase(A): 4 Circuit Breaker(A): 15 Three Phase Power Requirement: Voltage(VAC): 480 Max Power(VA): 25720 Max Current/Phase(A): 31 Circuit Breaker(A): 50 | Standing System | 2 | Ring | 2P5.08PHNX-F | 305154 | 306130 | 32 | 16 | [6 empty] | YES | NO | NO | 0 | 0 | NO | NO | 4 | LBTS 40V 20A 8CH | 2 |  |  |  | 54400 | 1035746
925230 | System-LBTS22084-0~40V-20/5/1/0.1A-24CH-208V3P-V1 | LBTS | 24 | 208V3P | 20 | 40 | 0 | LBTS 40V 20A | LBTS22084 | System-LBTS22084-0~40V-20/5/1/0.1A-24CH-208V3P-V1 Chassis Dimension (inch): 25W45D71H Three Phase Power Requirement: Voltage(VAC): 208 Max Power(VA): 39680 Max Current/Phase(A): 113 Circuit Breaker(A): 125 | Standing System | 3 | Ring | 2P5.08PHNX-F | 305154 | 306130 | 48 | 24 | [6 empty] | YES | NO | NO | 0 | 0 | NO | NO | 4 | LBTS 40V 20A 8CH | 3 |  |  |  | 78700 | 1035625
925232 | System-LBTS22084-0~40V-20/5/1/0.1A-24CH-380V3P-V1 | LBTS | 24 | 380V3P | 20 | 40 | 0 | LBTS 40V 20A | LBTS22084 | System-LBTS22084-0~40V-20/5/1/0.1A-24CH-380V3P-V1 Chassis Dimension (inch): 25W45D71H Single Phase Power Requirement: Voltage(VAC): 220 Max Power(VA): 1070 Max Current/Phase(A): 5 Circuit Breaker(A): 15 Three Phase Power Requirement: Voltage(VAC): 380 Max Power(VA): 38580 Max Current/Phase(A): 59 Circuit Breaker(A): 80 | Standing System | 3 | Ring | 2P5.08PHNX-F | 305154 | 306130 | 48 | 24 | [6 empty] | YES | NO | NO | 0 | 0 | NO | NO | 4 | LBTS 40V 20A 8CH | 3 |  |  |  | 75000 | 1035917
925234 | System-LBTS22084-0~40V-20/5/1/0.1A-24CH-400V3P-V1 | LBTS | 24 | 220V1P/380V3P | 20 | 40 | 0 | LBTS 40V 20A | LBTS22084 | System-LBTS22084-0~40V-20/5/1/0.1A-24CH-400V3P-V1 Chassis Dimension (inch): 25W45D71H Single Phase Power Requirement: Voltage(VAC): 220 Max Power(VA): 1070 Max Current/Phase(A): 5 Circuit Breaker(A): 15 Three Phase Power Requirement: Voltage(VAC): 400 Max Power(VA): 38580 Max Current/Phase(A): 56 Circuit Breaker(A): 63 | Standing System | 3 | Ring | 2P5.08PHNX-F | 305154 | 306130 | 48 | 24 | [6 empty] | YES | NO | NO | 0 | 0 | NO | NO | 4 | LBTS 40V 20A 8CH | 3 |  |  |  | 75400 | 1035747
925236 | System-LBTS22084-0~40V-20/5/1/0.1A-24CH-480V3P-V1 | LBTS | 24 | 480V3P | 20 | 40 | 0 | LBTS 40V 20A | LBTS22084 | System-LBTS22084-0~40V-20/5/1/0.1A-24CH-480V3P-V1 Chassis Dimension (inch): 25W45D71H Single Phase Power Requirement: Voltage(VAC): 220 Max Power(VA): 1070 Max Current/Phase(A): 5 Circuit Breaker(A): 15 Three Phase Power Requirement: Voltage(VAC): 480 Max Power(VA): 38580 Max Current/Phase(A): 47 Circuit Breaker(A): 63 | Standing System | 3 | Ring | 2P5.08PHNX-F | 305154 | 306130 | 48 | 24 | [6 empty] | YES | NO | NO | 0 | 0 | NO | NO | 4 | LBTS 40V 20A 8CH | 3 |  |  |  | 75400 | 1035748
925238 | System-LBTS22084-4~40V-20/5/1/0.1A-8CH-208V3P-V1 | LBTS | 8 | 208V3P | 20 | 40 | 4 | LBTS 40V 20A | LBTS22084 | System-LBTS22084-4~40V-20/5/1/0.1A-8CH-208V3P-V1 Chassis Dimension (inch): 25W45D71H Three Phase Power Requirement: Voltage(VAC): 208 Max Power(VA): 13200 Max Current/Phase(A): 38 Circuit Breaker(A): 50 | Standing System | 1 | Ring | 2P5.08PHNX-F | 305154 | 306130 | 16 | 8 | [6 empty] | NO | NO | NO | 0 | 0 | NO | NO | 4 | LBTS 40V 20A 8CH | 1 |  |  |  | 32600 | 1035626
925240 | System-LBTS22084-4~40V-20/5/1/0.1A-8CH-380V3P-V1 | LBTS | 8 | 380V3P | 20 | 40 | 4 | LBTS 40V 20A | LBTS22084 | System-LBTS22084-4~40V-20/5/1/0.1A-8CH-380V3P-V1 Chassis Dimension (inch): 25W45D71H Single Phase Power Requirement: Voltage(VAC): 220 Max Power(VA): 340 Max Current/Phase(A): 2 Circuit Breaker(A): 15 Three Phase Power Requirement: Voltage(VAC): 380 Max Power(VA): 12860 Max Current/Phase(A): 20 Circuit Breaker(A): 30 | Standing System | 1 | Ring | 2P5.08PHNX-F | 305154 | 306130 | 16 | 8 | [6 empty] | NO | NO | NO | 0 | 0 | NO | NO | 4 | LBTS 40V 20A 8CH | 1 |  |  |  | 32800 | 1035749
925242 | System-LBTS22084-4~40V-20/5/1/0.1A-8CH-400V3P-V1 | LBTS | 8 | 220V1P/380V3P | 20 | 40 | 4 | LBTS 40V 20A | LBTS22084 | System-LBTS22084-4~40V-20/5/1/0.1A-8CH-400V3P-V1 Chassis Dimension (inch): 25W45D71H Single Phase Power Requirement: Voltage(VAC): 220 Max Power(VA): 340 Max Current/Phase(A): 2 Circuit Breaker(A): 15 Three Phase Power Requirement: Voltage(VAC): 400 Max Power(VA): 12860 Max Current/Phase(A): 19 Circuit Breaker(A): 30 | Standing System | 1 | Ring | 2P5.08PHNX-F | 305154 | 306130 | 16 | 8 | [6 empty] | NO | NO | NO | 0 | 0 | NO | NO | 4 | LBTS 40V 20A 8CH | 1 |  |  |  | 32800 | 1035750
925244 | System-LBTS22084-4~40V-20/5/1/0.1A-8CH-480V3P-V1 | LBTS | 8 | 480V3P | 20 | 40 | 4 | LBTS 40V 20A | LBTS22084 | System-LBTS22084-4~40V-20/5/1/0.1A-8CH-480V3P-V1 Chassis Dimension (inch): 25W45D71H Single Phase Power Requirement: Voltage(VAC): 220 Max Power(VA): 340 Max Current/Phase(A): 2 Circuit Breaker(A): 15 Three Phase Power Requirement: Voltage(VAC): 480 Max Power(VA): 12860 Max Current/Phase(A): 16 Circuit Breaker(A): 20 | Standing System | 1 | Ring | 2P5.08PHNX-F | 305154 | 306130 | 16 | 8 | [6 empty] | NO | NO | NO | 0 | 0 | NO | NO | 4 | LBTS 40V 20A 8CH | 1 |  |  |  | 32800 | 1035627
925246 | System-LBTS22084-4~40V-20/5/1/0.1A-16CH-208V3P-V1 | LBTS | 16 | 208V3P | 20 | 40 | 4 | LBTS 40V 20A | LBTS22084 | System-LBTS22084-4~40V-20/5/1/0.1A-16CH-208V3P-V1 Chassis Dimension (inch): 25W45D71H Three Phase Power Requirement: Voltage(VAC): 208 Max Power(VA): 26400 Max Current/Phase(A): 75 Circuit Breaker(A): 100 | Standing System | 2 | Ring | 2P5.08PHNX-F | 305154 | 306130 | 32 | 16 | [6 empty] | NO | NO | NO | 0 | 0 | NO | NO | 4 | LBTS 40V 20A 8CH | 2 |  |  |  | 53200 | 1035751
925248 | System-LBTS22084-4~40V-20/5/1/0.1A-16CH-380V3P-V1 | LBTS | 16 | 380V3P | 20 | 40 | 4 | LBTS 40V 20A | LBTS22084 | System-LBTS22084-4~40V-20/5/1/0.1A-16CH-380V3P-V1 Chassis Dimension (inch): 25W45D71H Single Phase Power Requirement: Voltage(VAC): 220 Max Power(VA): 640 Max Current/Phase(A): 3 Circuit Breaker(A): 15 Three Phase Power Requirement: Voltage(VAC): 380 Max Power(VA): 25720 Max Current/Phase(A): 40 Circuit Breaker(A): 50 | Standing System | 2 | Ring | 2P5.08PHNX-F | 305154 | 306130 | 32 | 16 | [6 empty] | NO | NO | NO | 0 | 0 | NO | NO | 4 | LBTS 40V 20A 8CH | 2 |  |  |  | 50300 | 1035752
925250 | System-LBTS22084-4~40V-20/5/1/0.1A-16CH-400V3P-V1 | LBTS | 16 | 220V1P/380V3P | 20 | 40 | 4 | LBTS 40V 20A | LBTS22084 | System-LBTS22084-4~40V-20/5/1/0.1A-16CH-400V3P-V1 Chassis Dimension (inch): 25W45D71H Single Phase Power Requirement: Voltage(VAC): 220 Max Power(VA): 640 Max Current/Phase(A): 3 Circuit Breaker(A): 15 Three Phase Power Requirement: Voltage(VAC): 400 Max Power(VA): 25720 Max Current/Phase(A): 38 Circuit Breaker(A): 50 | Standing System | 2 | Ring | 2P5.08PHNX-F | 305154 | 306130 | 32 | 16 | [6 empty] | NO | NO | NO | 0 | 0 | NO | NO | 4 | LBTS 40V 20A 8CH | 2 |  |  |  | 50300 | 1035753
925252 | System-LBTS22084-4~40V-20/5/1/0.1A-16CH-480V3P-V1 | LBTS | 16 | 480V3P | 20 | 40 | 4 | LBTS 40V 20A | LBTS22084 | System-LBTS22084-4~40V-20/5/1/0.1A-16CH-480V3P-V1 Chassis Dimension (inch): 25W45D71H Single Phase Power Requirement: Voltage(VAC): 220 Max Power(VA): 640 Max Current/Phase(A): 3 Circuit Breaker(A): 15 Three Phase Power Requirement: Voltage(VAC): 480 Max Power(VA): 25720 Max Current/Phase(A): 31 Circuit Breaker(A): 50 | Standing System | 2 | Ring | 2P5.08PHNX-F | 305154 | 306130 | 32 | 16 | [6 empty] | NO | NO | NO | 0 | 0 | NO | NO | 4 | LBTS 40V 20A 8CH | 2 |  |  |  | 50300 | 1035754
925254 | System-LBTS22084-4~40V-20/5/1/0.1A-24CH-208V3P-V1 | LBTS | 24 | 208V3P | 20 | 40 | 4 | LBTS 40V 20A | LBTS22084 | System-LBTS22084-4~40V-20/5/1/0.1A-24CH-208V3P-V1 Chassis Dimension (inch): 25W45D71H Three Phase Power Requirement: Voltage(VAC): 208 Max Power(VA): 39600 Max Current/Phase(A): 112 Circuit Breaker(A): 125 | Standing System | 3 | Ring | 2P5.08PHNX-F | 305154 | 306130 | 48 | 24 | [6 empty] | NO | NO | NO | 0 | 0 | NO | NO | 4 | LBTS 40V 20A 8CH | 3 |  |  |  | 74600 | 1035755
925256 | System-LBTS22084-4~40V-20/5/1/0.1A-24CH-380V3P-V1 | LBTS | 24 | 380V3P | 20 | 40 | 4 | LBTS 40V 20A | LBTS22084 | System-LBTS22084-4~40V-20/5/1/0.1A-24CH-380V3P-V1 Chassis Dimension (inch): 25W45D71H Single Phase Power Requirement: Voltage(VAC): 220 Max Power(VA): 980 Max Current/Phase(A): 5 Circuit Breaker(A): 15 Three Phase Power Requirement: Voltage(VAC): 380 Max Power(VA): 38580 Max Current/Phase(A): 59 Circuit Breaker(A): 80 | Standing System | 3 | Ring | 2P5.08PHNX-F | 305154 | 306130 | 48 | 24 | [6 empty] | NO | NO | NO | 0 | 0 | NO | NO | 4 | LBTS 40V 20A 8CH | 3 |  |  |  | 70800 | 1035825
925258 | System-LBTS22084-4~40V-20/5/1/0.1A-24CH-400V3P-V1 | LBTS | 24 | 220V1P/380V3P | 20 | 40 | 4 | LBTS 40V 20A | LBTS22084 | System-LBTS22084-4~40V-20/5/1/0.1A-24CH-400V3P-V1 Chassis Dimension (inch): 25W45D71H Single Phase Power Requirement: Voltage(VAC): 220 Max Power(VA): 980 Max Current/Phase(A): 5 Circuit Breaker(A): 15 Three Phase Power Requirement: Voltage(VAC): 400 Max Power(VA): 38580 Max Current/Phase(A): 56 Circuit Breaker(A): 63 | Standing System | 3 | Ring | 2P5.08PHNX-F | 305154 | 306130 | 48 | 24 | [6 empty] | NO | NO | NO | 0 | 0 | NO | NO | 4 | LBTS 40V 20A 8CH | 3 |  |  |  | 71200 | 1035628
925260 | System-LBTS22084-4~40V-20/5/1/0.1A-24CH-480V3P-V1 | LBTS | 24 | 480V3P | 20 | 40 | 4 | LBTS 40V 20A | LBTS22084 | System-LBTS22084-4~40V-20/5/1/0.1A-24CH-480V3P-V1 Chassis Dimension (inch): 25W45D71H Single Phase Power Requirement: Voltage(VAC): 220 Max Power(VA): 980 Max Current/Phase(A): 5 Circuit Breaker(A): 15 Three Phase Power Requirement: Voltage(VAC): 480 Max Power(VA): 38580 Max Current/Phase(A): 47 Circuit Breaker(A): 63 | Standing System | 3 | Ring | 2P5.08PHNX-F | 305154 | 306130 | 48 | 24 | [6 empty] | NO | NO | NO | 0 | 0 | NO | NO | 4 | LBTS 40V 20A 8CH | 3 |  |  |  | 71200 | 1035629
925262 | System-LBTS22084-4~40V-20/5/1/0.1A-32CH-380V3P-V1 | LBTS | 32 | 380V3P | 20 | 40 | 4 | LBTS 40V 20A | LBTS22084 | System-LBTS22084-4~40V-20/5/1/0.1A-32CH-380V3P-V1 Chassis Dimension (inch): 25W45D71H Single Phase Power Requirement: Voltage(VAC): 220 Max Power(VA): 1280 Max Current/Phase(A): 6 Circuit Breaker(A): 15 Three Phase Power Requirement: Voltage(VAC): 380 Max Power(VA): 51430 Max Current/Phase(A): 79 Circuit Breaker(A): 100 | Standing System | 4 | Ring | 2P5.08PHNX-F | 305154 | 306130 | 64 | 32 | [6 empty] | NO | NO | NO | 0 | 0 | NO | NO | 4 | LBTS 40V 20A 8CH | 4 |  |  |  | 88300 | 1035826
925264 | System-LBTS22084-4~40V-20/5/1/0.1A-32CH-400V3P-V1 | LBTS | 32 | 220V1P/380V3P | 20 | 40 | 4 | LBTS 40V 20A | LBTS22084 | System-LBTS22084-4~40V-20/5/1/0.1A-32CH-400V3P-V1 Chassis Dimension (inch): 25W45D71H Single Phase Power Requirement: Voltage(VAC): 220 Max Power(VA): 1280 Max Current/Phase(A): 6 Circuit Breaker(A): 15 Three Phase Power Requirement: Voltage(VAC): 400 Max Power(VA): 51430 Max Current/Phase(A): 75 Circuit Breaker(A): 100 | Standing System | 4 | Ring | 2P5.08PHNX-F | 305154 | 306130 | 64 | 32 | [6 empty] | NO | NO | NO | 0 | 0 | NO | NO | 4 | LBTS 40V 20A 8CH | 4 |  |  |  | 88300 | 1035630
925266 | System-LBTS22084-4~40V-20/5/1/0.1A-32CH-480V3P-V1 | LBTS | 32 | 480V3P | 20 | 40 | 4 | LBTS 40V 20A | LBTS22084 | System-LBTS22084-4~40V-20/5/1/0.1A-32CH-480V3P-V1 Chassis Dimension (inch): 25W45D71H Single Phase Power Requirement: Voltage(VAC): 220 Max Power(VA): 1280 Max Current/Phase(A): 6 Circuit Breaker(A): 15 Three Phase Power Requirement: Voltage(VAC): 480 Max Power(VA): 51430 Max Current/Phase(A): 62 Circuit Breaker(A): 80 | Standing System | 4 | Ring | 2P5.08PHNX-F | 305154 | 306130 | 64 | 32 | [6 empty] | NO | NO | NO | 0 | 0 | NO | NO | 4 | LBTS 40V 20A 8CH | 4 |  |  |  | 87400 | 1035827
925268 | System-LBTS22084-0~60V-12/5/1/0.1A-8CH-208V3P-V1 | LBTS | 8 | 208V3P | 12 | 60 | 0 | LBTS 60V 12A | LBTS22084 | System-LBTS22084-0~60V-12/5/1/0.1A-8CH-208V3P-V1 Chassis Dimension (inch): 25W45D71H Three Phase Power Requirement: Voltage(VAC): 208 Max Power(VA): 11570 Max Current/Phase(A): 33 Circuit Breaker(A): 50 | Standing System | 1 | Ring | 2P5.08PHNX-F | 305154 | 306130 | 16 | 8 | [6 empty] | YES | NO | NO | 0 | 0 | NO | NO | 4 | LBTS 60V 12A 8CH | 1 |  |  |  | 36700 | 1035828
925270 | System-LBTS22084-0~60V-12/5/1/0.1A-8CH-380V3P-V1 | LBTS | 8 | 380V3P | 12 | 60 | 0 | LBTS 60V 12A | LBTS22084 | System-LBTS22084-0~60V-12/5/1/0.1A-8CH-380V3P-V1 Chassis Dimension (inch): 25W45D71H Single Phase Power Requirement: Voltage(VAC): 220 Max Power(VA): 430 Max Current/Phase(A): 2 Circuit Breaker(A): 15 Three Phase Power Requirement: Voltage(VAC): 380 Max Power(VA): 11150 Max Current/Phase(A): 17 Circuit Breaker(A): 20 | Standing System | 1 | Ring | 2P5.08PHNX-F | 305154 | 306130 | 16 | 8 | [6 empty] | YES | NO | NO | 0 | 0 | NO | NO | 4 | LBTS 60V 12A 8CH | 1 |  |  |  | 36900 | 1035829
925272 | System-LBTS22084-0~60V-12/5/1/0.1A-8CH-400V3P-V1 | LBTS | 8 | 220V1P/380V3P | 12 | 60 | 0 | LBTS 60V 12A | LBTS22084 | System-LBTS22084-0~60V-12/5/1/0.1A-8CH-400V3P-V1 Chassis Dimension (inch): 25W45D71H Single Phase Power Requirement: Voltage(VAC): 220 Max Power(VA): 430 Max Current/Phase(A): 2 Circuit Breaker(A): 15 Three Phase Power Requirement: Voltage(VAC): 400 Max Power(VA): 11150 Max Current/Phase(A): 17 Circuit Breaker(A): 20 | Standing System | 1 | Ring | 2P5.08PHNX-F | 305154 | 306130 | 16 | 8 | [6 empty] | YES | NO | NO | 0 | 0 | NO | NO | 4 | LBTS 60V 12A 8CH | 1 |  |  |  | 36900 | 1035830
925274 | System-LBTS22084-0~60V-12/5/1/0.1A-8CH-480V3P-V1 | LBTS | 8 | 480V3P | 12 | 60 | 0 | LBTS 60V 12A | LBTS22084 | System-LBTS22084-0~60V-12/5/1/0.1A-8CH-480V3P-V1 Chassis Dimension (inch): 25W45D71H Single Phase Power Requirement: Voltage(VAC): 220 Max Power(VA): 430 Max Current/Phase(A): 2 Circuit Breaker(A): 15 Three Phase Power Requirement: Voltage(VAC): 480 Max Power(VA): 11150 Max Current/Phase(A): 14 Circuit Breaker(A): 20 | Standing System | 1 | Ring | 2P5.08PHNX-F | 305154 | 306130 | 16 | 8 | [6 empty] | YES | NO | NO | 0 | 0 | NO | NO | 4 | LBTS 60V 12A 8CH | 1 |  |  |  | 36900 | 1035631
925276 | System-LBTS22084-0~60V-12/5/1/0.1A-16CH-208V3P-V1 | LBTS | 16 | 208V3P | 12 | 60 | 0 | LBTS 60V 12A | LBTS22084 | System-LBTS22084-0~60V-12/5/1/0.1A-16CH-208V3P-V1 Chassis Dimension (inch): 25W45D71H Three Phase Power Requirement: Voltage(VAC): 208 Max Power(VA): 23060 Max Current/Phase(A): 66 Circuit Breaker(A): 80 | Standing System | 2 | Ring | 2P5.08PHNX-F | 305154 | 306130 | 32 | 16 | [6 empty] | YES | NO | NO | 0 | 0 | NO | NO | 4 | LBTS 60V 12A 8CH | 2 |  |  |  | 56400 | 1035632
925278 | System-LBTS22084-0~60V-12/5/1/0.1A-16CH-380V3P-V1 | LBTS | 16 | 380V3P | 12 | 60 | 0 | LBTS 60V 12A | LBTS22084 | System-LBTS22084-0~60V-12/5/1/0.1A-16CH-380V3P-V1 Chassis Dimension (inch): 25W45D71H Single Phase Power Requirement: Voltage(VAC): 220 Max Power(VA): 730 Max Current/Phase(A): 4 Circuit Breaker(A): 15 Three Phase Power Requirement: Voltage(VAC): 380 Max Power(VA): 22290 Max Current/Phase(A): 34 Circuit Breaker(A): 50 | Standing System | 2 | Ring | 2P5.08PHNX-F | 305154 | 306130 | 32 | 16 | [6 empty] | YES | NO | NO | 0 | 0 | NO | NO | 4 | LBTS 60V 12A 8CH | 2 |  |  |  | 54400 | 1035756
925280 | System-LBTS22084-0~60V-12/5/1/0.1A-16CH-400V3P-V1 | LBTS | 16 | 220V1P/380V3P | 12 | 60 | 0 | LBTS 60V 12A | LBTS22084 | System-LBTS22084-0~60V-12/5/1/0.1A-16CH-400V3P-V1 Chassis Dimension (inch): 25W45D71H Single Phase Power Requirement: Voltage(VAC): 220 Max Power(VA): 730 Max Current/Phase(A): 4 Circuit Breaker(A): 15 Three Phase Power Requirement: Voltage(VAC): 400 Max Power(VA): 22290 Max Current/Phase(A): 33 Circuit Breaker(A): 50 | Standing System | 2 | Ring | 2P5.08PHNX-F | 305154 | 306130 | 32 | 16 | [6 empty] | YES | NO | NO | 0 | 0 | NO | NO | 4 | LBTS 60V 12A 8CH | 2 |  |  |  | 54400 | 1035633
925282 | System-LBTS22084-0~60V-12/5/1/0.1A-16CH-480V3P-V1 | LBTS | 16 | 480V3P | 12 | 60 | 0 | LBTS 60V 12A | LBTS22084 | System-LBTS22084-0~60V-12/5/1/0.1A-16CH-480V3P-V1 Chassis Dimension (inch): 25W45D71H Single Phase Power Requirement: Voltage(VAC): 220 Max Power(VA): 730 Max Current/Phase(A): 4 Circuit Breaker(A): 15 Three Phase Power Requirement: Voltage(VAC): 480 Max Power(VA): 22290 Max Current/Phase(A): 27 Circuit Breaker(A): 30 | Standing System | 2 | Ring | 2P5.08PHNX-F | 305154 | 306130 | 32 | 16 | [6 empty] | YES | NO | NO | 0 | 0 | NO | NO | 4 | LBTS 60V 12A 8CH | 2 |  |  |  | 53500 | 1035634
925284 | System-LBTS22084-0~60V-12/5/1/0.1A-24CH-208V3P-V1 | LBTS | 24 | 208V3P | 12 | 60 | 0 | LBTS 60V 12A | LBTS22084 | System-LBTS22084-0~60V-12/5/1/0.1A-24CH-208V3P-V1 Chassis Dimension (inch): 25W45D71H Three Phase Power Requirement: Voltage(VAC): 208 Max Power(VA): 34540 Max Current/Phase(A): 99 Circuit Breaker(A): 125 | Standing System | 3 | Ring | 2P5.08PHNX-F | 305154 | 306130 | 48 | 24 | [6 empty] | YES | NO | NO | 0 | 0 | NO | NO | 4 | LBTS 60V 12A 8CH | 3 |  |  |  | 77846.67 | 1035757
925286 | System-LBTS22084-0~60V-12/5/1/0.1A-24CH-380V3P-V1 | LBTS | 24 | 380V3P | 12 | 60 | 0 | LBTS 60V 12A | LBTS22084 | System-LBTS22084-0~60V-12/5/1/0.1A-24CH-380V3P-V1 Chassis Dimension (inch): 25W45D71H Single Phase Power Requirement: Voltage(VAC): 220 Max Power(VA): 1070 Max Current/Phase(A): 5 Circuit Breaker(A): 15 Three Phase Power Requirement: Voltage(VAC): 380 Max Power(VA): 33430 Max Current/Phase(A): 51 Circuit Breaker(A): 63 | Standing System | 3 | Ring | 2P5.08PHNX-F | 305154 | 306130 | 48 | 24 | [6 empty] | YES | NO | NO | 0 | 0 | NO | NO | 4 | LBTS 60V 12A 8CH | 3 |  |  |  | 75400 | 1035635
925288 | System-LBTS22084-0~60V-12/5/1/0.1A-24CH-400V3P-V1 | LBTS | 24 | 220V1P/380V3P | 12 | 60 | 0 | LBTS 60V 12A | LBTS22084 | System-LBTS22084-0~60V-12/5/1/0.1A-24CH-400V3P-V1 Chassis Dimension (inch): 25W45D71H Single Phase Power Requirement: Voltage(VAC): 220 Max Power(VA): 1070 Max Current/Phase(A): 5 Circuit Breaker(A): 15 Three Phase Power Requirement: Voltage(VAC): 400 Max Power(VA): 33430 Max Current/Phase(A): 49 Circuit Breaker(A): 63 | Standing System | 3 | Ring | 2P5.08PHNX-F | 305154 | 306130 | 48 | 24 | [6 empty] | YES | NO | NO | 0 | 0 | NO | NO | 4 | LBTS 60V 12A 8CH | 3 |  |  |  | 75400 | 1035831
925290 | System-LBTS22084-0~60V-12/5/1/0.1A-24CH-480V3P-V1 | LBTS | 24 | 480V3P | 12 | 60 | 0 | LBTS 60V 12A | LBTS22084 | System-LBTS22084-0~60V-12/5/1/0.1A-24CH-480V3P-V1 Chassis Dimension (inch): 25W45D71H Single Phase Power Requirement: Voltage(VAC): 220 Max Power(VA): 1070 Max Current/Phase(A): 5 Circuit Breaker(A): 15 Three Phase Power Requirement: Voltage(VAC): 480 Max Power(VA): 33430 Max Current/Phase(A): 41 Circuit Breaker(A): 50 | Standing System | 3 | Ring | 2P5.08PHNX-F | 305154 | 306130 | 48 | 24 | [6 empty] | YES | NO | NO | 0 | 0 | NO | NO | 4 | LBTS 60V 12A 8CH | 3 |  |  |  | 75500 | 1035636
925292 | System-LBTS22084-4~60V-12/5/1/0.1A-8CH-208V3P-V1 | LBTS | 8 | 208V3P | 12 | 60 | 4 | LBTS 60V 12A | LBTS22084 | System-LBTS22084-4~60V-12/5/1/0.1A-8CH-208V3P-V1 Chassis Dimension (inch): 25W45D71H Three Phase Power Requirement: Voltage(VAC): 208 Max Power(VA): 11490 Max Current/Phase(A): 33 Circuit Breaker(A): 50 | Standing System | 1 | Ring | 2P5.08PHNX-F | 305154 | 306130 | 16 | 8 | [6 empty] | NO | NO | NO | 0 | 0 | NO | NO | 4 | LBTS 60V 12A 8CH | 1 |  |  |  | 32600 | 1035637
925294 | System-LBTS22084-4~60V-12/5/1/0.1A-8CH-380V3P-V1 | LBTS | 8 | 380V3P | 12 | 60 | 4 | LBTS 60V 12A | LBTS22084 | System-LBTS22084-4~60V-12/5/1/0.1A-8CH-380V3P-V1 Chassis Dimension (inch): 25W45D71H Single Phase Power Requirement: Voltage(VAC): 220 Max Power(VA): 340 Max Current/Phase(A): 2 Circuit Breaker(A): 15 Three Phase Power Requirement: Voltage(VAC): 380 Max Power(VA): 11150 Max Current/Phase(A): 17 Circuit Breaker(A): 20 | Standing System | 1 | Ring | 2P5.08PHNX-F | 305154 | 306130 | 16 | 8 | [6 empty] | NO | NO | NO | 0 | 0 | NO | NO | 4 | LBTS 60V 12A 8CH | 1 |  |  |  | 32800 | 1035758
925296 | System-LBTS22084-4~60V-12/5/1/0.1A-8CH-400V3P-V1 | LBTS | 8 | 220V1P/380V3P | 12 | 60 | 4 | LBTS 60V 12A | LBTS22084 | System-LBTS22084-4~60V-12/5/1/0.1A-8CH-400V3P-V1 Chassis Dimension (inch): 25W45D71H Single Phase Power Requirement: Voltage(VAC): 220 Max Power(VA): 340 Max Current/Phase(A): 2 Circuit Breaker(A): 15 Three Phase Power Requirement: Voltage(VAC): 400 Max Power(VA): 11150 Max Current/Phase(A): 17 Circuit Breaker(A): 20 | Standing System | 1 | Ring | 2P5.08PHNX-F | 305154 | 306130 | 16 | 8 | [6 empty] | NO | NO | NO | 0 | 0 | NO | NO | 4 | LBTS 60V 12A 8CH | 1 |  |  |  | 32800 | 1035759
925298 | System-LBTS22084-4~60V-12/5/1/0.1A-8CH-480V3P-V1 | LBTS | 8 | 480V3P | 12 | 60 | 4 | LBTS 60V 12A | LBTS22084 | System-LBTS22084-4~60V-12/5/1/0.1A-8CH-480V3P-V1 Chassis Dimension (inch): 25W45D71H Single Phase Power Requirement: Voltage(VAC): 220 Max Power(VA): 340 Max Current/Phase(A): 2 Circuit Breaker(A): 15 Three Phase Power Requirement: Voltage(VAC): 480 Max Power(VA): 11150 Max Current/Phase(A): 14 Circuit Breaker(A): 20 | Standing System | 1 | Ring | 2P5.08PHNX-F | 305154 | 306130 | 16 | 8 | [6 empty] | NO | NO | NO | 0 | 0 | NO | NO | 4 | LBTS 60V 12A 8CH | 1 |  |  |  | 32800 | 1035638
925300 | System-LBTS22084-4~60V-12/5/1/0.1A-16CH-208V3P-V1 | LBTS | 16 | 208V3P | 12 | 60 | 4 | LBTS 60V 12A | LBTS22084 | System-LBTS22084-4~60V-12/5/1/0.1A-16CH-208V3P-V1 Chassis Dimension (inch): 25W45D71H Three Phase Power Requirement: Voltage(VAC): 208 Max Power(VA): 22970 Max Current/Phase(A): 66 Circuit Breaker(A): 80 | Standing System | 2 | Ring | 2P5.08PHNX-F | 305154 | 306130 | 32 | 16 | [6 empty] | NO | NO | NO | 0 | 0 | NO | NO | 4 | LBTS 60V 12A 8CH | 2 |  |  |  | 52300 | 1035760
925302 | System-LBTS22084-4~60V-12/5/1/0.1A-16CH-380V3P-V1 | LBTS | 16 | 380V3P | 12 | 60 | 4 | LBTS 60V 12A | LBTS22084 | System-LBTS22084-4~60V-12/5/1/0.1A-16CH-380V3P-V1 Chassis Dimension (inch): 25W45D71H Single Phase Power Requirement: Voltage(VAC): 220 Max Power(VA): 640 Max Current/Phase(A): 3 Circuit Breaker(A): 15 Three Phase Power Requirement: Voltage(VAC): 380 Max Power(VA): 22290 Max Current/Phase(A): 34 Circuit Breaker(A): 50 | Standing System | 2 | Ring | 2P5.08PHNX-F | 305154 | 306130 | 32 | 16 | [6 empty] | NO | NO | NO | 0 | 0 | NO | NO | 4 | LBTS 60V 12A 8CH | 2 |  |  |  | 50300 | 1035761
925304 | System-LBTS22084-4~60V-12/5/1/0.1A-16CH-400V3P-V1 | LBTS | 16 | 220V1P/380V3P | 12 | 60 | 4 | LBTS 60V 12A | LBTS22084 | System-LBTS22084-4~60V-12/5/1/0.1A-16CH-400V3P-V1 Chassis Dimension (inch): 25W45D71H Single Phase Power Requirement: Voltage(VAC): 220 Max Power(VA): 640 Max Current/Phase(A): 3 Circuit Breaker(A): 15 Three Phase Power Requirement: Voltage(VAC): 400 Max Power(VA): 22290 Max Current/Phase(A): 33 Circuit Breaker(A): 50 | Standing System | 2 | Ring | 2P5.08PHNX-F | 305154 | 306130 | 32 | 16 | [6 empty] | NO | NO | NO | 0 | 0 | NO | NO | 4 | LBTS 60V 12A 8CH | 2 |  |  |  | 50300 | 1035639
925306 | System-LBTS22084-4~60V-12/5/1/0.1A-16CH-480V3P-V1 | LBTS | 16 | 480V3P | 12 | 60 | 4 | LBTS 60V 12A | LBTS22084 | System-LBTS22084-4~60V-12/5/1/0.1A-16CH-480V3P-V1 Chassis Dimension (inch): 25W45D71H Single Phase Power Requirement: Voltage(VAC): 220 Max Power(VA): 640 Max Current/Phase(A): 3 Circuit Breaker(A): 15 Three Phase Power Requirement: Voltage(VAC): 480 Max Power(VA): 22290 Max Current/Phase(A): 27 Circuit Breaker(A): 30 | Standing System | 2 | Ring | 2P5.08PHNX-F | 305154 | 306130 | 32 | 16 | [6 empty] | NO | NO | NO | 0 | 0 | NO | NO | 4 | LBTS 60V 12A 8CH | 2 |  |  |  | 49400 | 1035762
925308 | System-LBTS22084-4~60V-12/5/1/0.1A-24CH-208V3P-V1 | LBTS | 24 | 208V3P | 12 | 60 | 4 | LBTS 60V 12A | LBTS22084 | System-LBTS22084-4~60V-12/5/1/0.1A-24CH-208V3P-V1 Chassis Dimension (inch): 25W45D71H Three Phase Power Requirement: Voltage(VAC): 208 Max Power(VA): 34450 Max Current/Phase(A): 98 Circuit Breaker(A): 125 | Standing System | 3 | Ring | 2P5.08PHNX-F | 305154 | 306130 | 48 | 24 | [6 empty] | NO | NO | NO | 0 | 0 | NO | NO | 4 | LBTS 60V 12A 8CH | 3 |  |  |  | 74600 | 1035763
925310 | System-LBTS22084-4~60V-12/5/1/0.1A-24CH-380V3P-V1 | LBTS | 24 | 380V3P | 12 | 60 | 4 | LBTS 60V 12A | LBTS22084 | System-LBTS22084-4~60V-12/5/1/0.1A-24CH-380V3P-V1 Chassis Dimension (inch): 25W45D71H Single Phase Power Requirement: Voltage(VAC): 220 Max Power(VA): 980 Max Current/Phase(A): 5 Circuit Breaker(A): 15 Three Phase Power Requirement: Voltage(VAC): 380 Max Power(VA): 33430 Max Current/Phase(A): 51 Circuit Breaker(A): 63 | Standing System | 3 | Ring | 2P5.08PHNX-F | 305154 | 306130 | 48 | 24 | [6 empty] | NO | NO | NO | 0 | 0 | NO | NO | 4 | LBTS 60V 12A 8CH | 3 |  |  |  | 71200 | 1036018
925312 | System-LBTS22084-4~60V-12/5/1/0.1A-24CH-400V3P-V1 | LBTS | 24 | 220V1P/380V3P | 12 | 60 | 4 | LBTS 60V 12A | LBTS22084 | System-LBTS22084-4~60V-12/5/1/0.1A-24CH-400V3P-V1 Chassis Dimension (inch): 25W45D71H Single Phase Power Requirement: Voltage(VAC): 220 Max Power(VA): 980 Max Current/Phase(A): 5 Circuit Breaker(A): 15 Three Phase Power Requirement: Voltage(VAC): 400 Max Power(VA): 33430 Max Current/Phase(A): 49 Circuit Breaker(A): 63 | Standing System | 3 | Ring | 2P5.08PHNX-F | 305154 | 306130 | 48 | 24 | [6 empty] | NO | NO | NO | 0 | 0 | NO | NO | 4 | LBTS 60V 12A 8CH | 3 |  |  |  | 71200 | 1035764
925314 | System-LBTS22084-4~60V-12/5/1/0.1A-24CH-480V3P-V1 | LBTS | 24 | 480V3P | 12 | 60 | 4 | LBTS 60V 12A | LBTS22084 | System-LBTS22084-4~60V-12/5/1/0.1A-24CH-480V3P-V1 Chassis Dimension (inch): 25W45D71H Single Phase Power Requirement: Voltage(VAC): 220 Max Power(VA): 980 Max Current/Phase(A): 5 Circuit Breaker(A): 15 Three Phase Power Requirement: Voltage(VAC): 480 Max Power(VA): 33430 Max Current/Phase(A): 41 Circuit Breaker(A): 50 | Standing System | 3 | Ring | 2P5.08PHNX-F | 305154 | 306130 | 48 | 24 | [6 empty] | NO | NO | NO | 0 | 0 | NO | NO | 4 | LBTS 60V 12A 8CH | 3 |  |  |  | 71300 | 1035765
925316 | System-LBTS22084-4~60V-12/5/1/0.1A-32CH-380V3P-V1 | LBTS | 32 | 380V3P | 12 | 60 | 4 | LBTS 60V 12A | LBTS22084 | System-LBTS22084-4~60V-12/5/1/0.1A-32CH-380V3P-V1 Chassis Dimension (inch): 25W45D71H Single Phase Power Requirement: Voltage(VAC): 220 Max Power(VA): 1280 Max Current/Phase(A): 6 Circuit Breaker(A): 15 Three Phase Power Requirement: Voltage(VAC): 380 Max Power(VA): 44580 Max Current/Phase(A): 68 Circuit Breaker(A): 80 | Standing System | 4 | Ring | 2P5.08PHNX-F | 305154 | 306130 | 64 | 32 | [6 empty] | NO | NO | NO | 0 | 0 | NO | NO | 4 | LBTS 60V 12A 8CH | 4 |  |  |  | 87400 | 1036019
925318 | System-LBTS22084-4~60V-12/5/1/0.1A-32CH-400V3P-V1 | LBTS | 32 | 220V1P/380V3P | 12 | 60 | 4 | LBTS 60V 12A | LBTS22084 | System-LBTS22084-4~60V-12/5/1/0.1A-32CH-400V3P-V1 Chassis Dimension (inch): 25W45D71H Single Phase Power Requirement: Voltage(VAC): 220 Max Power(VA): 1280 Max Current/Phase(A): 6 Circuit Breaker(A): 15 Three Phase Power Requirement: Voltage(VAC): 400 Max Power(VA): 44580 Max Current/Phase(A): 65 Circuit Breaker(A): 80 | Standing System | 4 | Ring | 2P5.08PHNX-F | 305154 | 306130 | 64 | 32 | [6 empty] | NO | NO | NO | 0 | 0 | NO | NO | 4 | LBTS 60V 12A 8CH | 4 |  |  |  | 87400 | 1035832
925320 | System-LBTS22084-4~60V-12/5/1/0.1A-32CH-480V3P-V1 | LBTS | 32 | 480V3P | 12 | 60 | 4 | LBTS 60V 12A | LBTS22084 | System-LBTS22084-4~60V-12/5/1/0.1A-32CH-480V3P-V1 Chassis Dimension (inch): 25W45D71H Single Phase Power Requirement: Voltage(VAC): 220 Max Power(VA): 1280 Max Current/Phase(A): 6 Circuit Breaker(A): 15 Three Phase Power Requirement: Voltage(VAC): 480 Max Power(VA): 44580 Max Current/Phase(A): 54 Circuit Breaker(A): 63 | Standing System | 4 | Ring | 2P5.08PHNX-F | 305154 | 306130 | 64 | 32 | [6 empty] | NO | NO | NO | 0 | 0 | NO | NO | 4 | LBTS 60V 12A 8CH | 4 |  |  |  | 87800 | 1035766
925322 | System-LBTS22084-0~80V-10/5/1/0.1A-8CH-208V3P-V1 | LBTS | 8 | 208V3P | 10 | 80 | 0 | LBTS 80V 10A | LBTS22084 | System-LBTS22084-0~80V-10/5/1/0.1A-8CH-208V3P-V1 Chassis Dimension (inch): 25W45D71H Three Phase Power Requirement: Voltage(VAC): 208 Max Power(VA): 12570 Max Current/Phase(A): 36 Circuit Breaker(A): 50 | Standing System | 1 | Ring | 2P5.08PHNX-F | 305154 | 306130 | 16 | 8 | [6 empty] | YES | NO | NO | 0 | 0 | NO | NO | 4 | LBTS 80V 10A 8CH | 1 |  |  |  | 36700 | 1035640
925324 | System-LBTS22084-0~80V-10/5/1/0.1A-8CH-380V3P-V1 | LBTS | 8 | 380V3P | 10 | 80 | 0 | LBTS 80V 10A | LBTS22084 | System-LBTS22084-0~80V-10/5/1/0.1A-8CH-380V3P-V1 Chassis Dimension (inch): 25W45D71H Single Phase Power Requirement: Voltage(VAC): 220 Max Power(VA): 430 Max Current/Phase(A): 2 Circuit Breaker(A): 15 Three Phase Power Requirement: Voltage(VAC): 380 Max Power(VA): 12150 Max Current/Phase(A): 19 Circuit Breaker(A): 30 | Standing System | 1 | Ring | 2P5.08PHNX-F | 305154 | 306130 | 16 | 8 | [6 empty] | YES | NO | NO | 0 | 0 | NO | NO | 4 | LBTS 80V 10A 8CH | 1 |  |  |  | 37000 | 1035833
925326 | System-LBTS22084-0~80V-10/5/1/0.1A-8CH-400V3P-V1 | LBTS | 8 | 220V1P/380V3P | 10 | 80 | 0 | LBTS 80V 10A | LBTS22084 | System-LBTS22084-0~80V-10/5/1/0.1A-8CH-400V3P-V1 Chassis Dimension (inch): 25W45D71H Single Phase Power Requirement: Voltage(VAC): 220 Max Power(VA): 430 Max Current/Phase(A): 2 Circuit Breaker(A): 15 Three Phase Power Requirement: Voltage(VAC): 400 Max Power(VA): 12150 Max Current/Phase(A): 18 Circuit Breaker(A): 20 | Standing System | 1 | Ring | 2P5.08PHNX-F | 305154 | 306130 | 16 | 8 | [6 empty] | YES | NO | NO | 0 | 0 | NO | NO | 4 | LBTS 80V 10A 8CH | 1 |  |  |  | 36900 | 1036116
925328 | System-LBTS22084-0~80V-10/5/1/0.1A-8CH-480V3P-V1 | LBTS | 8 | 480V3P | 10 | 80 | 0 | LBTS 80V 10A | LBTS22084 | System-LBTS22084-0~80V-10/5/1/0.1A-8CH-480V3P-V1 Chassis Dimension (inch): 25W45D71H Single Phase Power Requirement: Voltage(VAC): 220 Max Power(VA): 430 Max Current/Phase(A): 2 Circuit Breaker(A): 15 Three Phase Power Requirement: Voltage(VAC): 480 Max Power(VA): 12150 Max Current/Phase(A): 15 Circuit Breaker(A): 20 | Standing System | 1 | Ring | 2P5.08PHNX-F | 305154 | 306130 | 16 | 8 | [6 empty] | YES | NO | NO | 0 | 0 | NO | NO | 4 | LBTS 80V 10A 8CH | 1 |  |  |  | 36900 | 1035767
925330 | System-LBTS22084-0~80V-10/5/1/0.1A-16CH-208V3P-V1 | LBTS | 16 | 208V3P | 10 | 80 | 0 | LBTS 80V 10A | LBTS22084 | System-LBTS22084-0~80V-10/5/1/0.1A-16CH-208V3P-V1 Chassis Dimension (inch): 25W45D71H Three Phase Power Requirement: Voltage(VAC): 208 Max Power(VA): 25060 Max Current/Phase(A): 72 Circuit Breaker(A): 80 | Standing System | 2 | Ring | 2P5.08PHNX-F | 305154 | 306130 | 32 | 16 | [6 empty] | YES | NO | NO | 0 | 0 | NO | NO | 4 | LBTS 80V 10A 8CH | 2 |  |  |  | 56400 | 1035641
925332 | System-LBTS22084-0~80V-10/5/1/0.1A-16CH-380V3P-V1 | LBTS | 16 | 380V3P | 10 | 80 | 0 | LBTS 80V 10A | LBTS22084 | System-LBTS22084-0~80V-10/5/1/0.1A-16CH-380V3P-V1 Chassis Dimension (inch): 25W45D71H Single Phase Power Requirement: Voltage(VAC): 220 Max Power(VA): 730 Max Current/Phase(A): 4 Circuit Breaker(A): 15 Three Phase Power Requirement: Voltage(VAC): 380 Max Power(VA): 24290 Max Current/Phase(A): 37 Circuit Breaker(A): 50 | Standing System | 2 | Ring | 2P5.08PHNX-F | 305154 | 306130 | 32 | 16 | [6 empty] | YES | NO | NO | 0 | 0 | NO | NO | 4 | LBTS 80V 10A 8CH | 2 |  |  |  | 54400 | 1035768
925334 | System-LBTS22084-0~80V-10/5/1/0.1A-16CH-400V3P-V1 | LBTS | 16 | 220V1P/380V3P | 10 | 80 | 0 | LBTS 80V 10A | LBTS22084 | System-LBTS22084-0~80V-10/5/1/0.1A-16CH-400V3P-V1 Chassis Dimension (inch): 25W45D71H Single Phase Power Requirement: Voltage(VAC): 220 Max Power(VA): 730 Max Current/Phase(A): 4 Circuit Breaker(A): 15 Three Phase Power Requirement: Voltage(VAC): 400 Max Power(VA): 24290 Max Current/Phase(A): 36 Circuit Breaker(A): 50 | Standing System | 2 | Ring | 2P5.08PHNX-F | 305154 | 306130 | 32 | 16 | [6 empty] | YES | NO | NO | 0 | 0 | NO | NO | 4 | LBTS 80V 10A 8CH | 2 |  |  |  | 54400 | 1035642
925336 | System-LBTS22084-0~80V-10/5/1/0.1A-16CH-480V3P-V1 | LBTS | 16 | 480V3P | 10 | 80 | 0 | LBTS 80V 10A | LBTS22084 | System-LBTS22084-0~80V-10/5/1/0.1A-16CH-480V3P-V1 Chassis Dimension (inch): 25W45D71H Single Phase Power Requirement: Voltage(VAC): 220 Max Power(VA): 730 Max Current/Phase(A): 4 Circuit Breaker(A): 15 Three Phase Power Requirement: Voltage(VAC): 480 Max Power(VA): 24290 Max Current/Phase(A): 30 Circuit Breaker(A): 50 | Standing System | 2 | Ring | 2P5.08PHNX-F | 305154 | 306130 | 32 | 16 | [6 empty] | YES | NO | NO | 0 | 0 | NO | NO | 4 | LBTS 80V 10A 8CH | 2 |  |  |  | 54400 | 1035769
925338 | System-LBTS22084-0~80V-10/5/1/0.1A-24CH-208V3P-V1 | LBTS | 24 | 208V3P | 10 | 80 | 0 | LBTS 80V 10A | LBTS22084 | System-LBTS22084-0~80V-10/5/1/0.1A-24CH-208V3P-V1 Chassis Dimension (inch): 25W45D71H Three Phase Power Requirement: Voltage(VAC): 208 Max Power(VA): 37540 Max Current/Phase(A): 107 Circuit Breaker(A): 125 | Standing System | 3 | Ring | 2P5.08PHNX-F | 305154 | 306130 | 48 | 24 | [6 empty] | YES | NO | NO | 0 | 0 | NO | NO | 4 | LBTS 80V 10A 8CH | 3 |  |  |  | 78700 | 1035770
925340 | System-LBTS22084-0~80V-10/5/1/0.1A-24CH-380V3P-V1 | LBTS | 24 | 380V3P | 10 | 80 | 0 | LBTS 80V 10A | LBTS22084 | System-LBTS22084-0~80V-10/5/1/0.1A-24CH-380V3P-V1 Chassis Dimension (inch): 25W45D71H Single Phase Power Requirement: Voltage(VAC): 220 Max Power(VA): 1070 Max Current/Phase(A): 5 Circuit Breaker(A): 15 Three Phase Power Requirement: Voltage(VAC): 380 Max Power(VA): 36430 Max Current/Phase(A): 56 Circuit Breaker(A): 63 | Standing System | 3 | Ring | 2P5.08PHNX-F | 305154 | 306130 | 48 | 24 | [6 empty] | YES | NO | NO | 0 | 0 | NO | NO | 4 | LBTS 80V 10A 8CH | 3 |  |  |  | 75400 | 1035643
925342 | System-LBTS22084-0~80V-10/5/1/0.1A-24CH-400V3P-V1 | LBTS | 24 | 220V1P/380V3P | 10 | 80 | 0 | LBTS 80V 10A | LBTS22084 | System-LBTS22084-0~80V-10/5/1/0.1A-24CH-400V3P-V1 Chassis Dimension (inch): 25W45D71H Single Phase Power Requirement: Voltage(VAC): 220 Max Power(VA): 1070 Max Current/Phase(A): 5 Circuit Breaker(A): 15 Three Phase Power Requirement: Voltage(VAC): 400 Max Power(VA): 36430 Max Current/Phase(A): 53 Circuit Breaker(A): 63 | Standing System | 3 | Ring | 2P5.08PHNX-F | 305154 | 306130 | 48 | 24 | [6 empty] | YES | NO | NO | 0 | 0 | NO | NO | 4 | LBTS 80V 10A 8CH | 3 |  |  |  | 75400 | 1035834
925344 | System-LBTS22084-0~80V-10/5/1/0.1A-24CH-480V3P-V1 | LBTS | 24 | 480V3P | 10 | 80 | 0 | LBTS 80V 10A | LBTS22084 | System-LBTS22084-0~80V-10/5/1/0.1A-24CH-480V3P-V1 Chassis Dimension (inch): 25W45D71H Single Phase Power Requirement: Voltage(VAC): 220 Max Power(VA): 1070 Max Current/Phase(A): 5 Circuit Breaker(A): 15 Three Phase Power Requirement: Voltage(VAC): 480 Max Power(VA): 36430 Max Current/Phase(A): 44 Circuit Breaker(A): 50 | Standing System | 3 | Ring | 2P5.08PHNX-F | 305154 | 306130 | 48 | 24 | [6 empty] | YES | NO | NO | 0 | 0 | NO | NO | 4 | LBTS 80V 10A 8CH | 3 |  |  |  | 75500 | 1035835
925346 | System-LBTS22084-4~80V-10/5/1/0.1A-8CH-208V3P-V1 | LBTS | 8 | 208V3P | 10 | 80 | 4 | LBTS 80V 10A | LBTS22084 | System-LBTS22084-4~80V-10/5/1/0.1A-8CH-208V3P-V1 Chassis Dimension (inch): 25W45D71H Three Phase Power Requirement: Voltage(VAC): 208 Max Power(VA): 12490 Max Current/Phase(A): 36 Circuit Breaker(A): 50 | Standing System | 1 | Ring | 2P5.08PHNX-F | 305154 | 306130 | 16 | 8 | [6 empty] | NO | NO | NO | 0 | 0 | NO | NO | 4 | LBTS 80V 10A 8CH | 1 |  |  |  | 32600 | 1035836
925348 | System-LBTS22084-4~80V-10/5/1/0.1A-8CH-380V3P-V1 | LBTS | 8 | 380V3P | 10 | 80 | 4 | LBTS 80V 10A | LBTS22084 | System-LBTS22084-4~80V-10/5/1/0.1A-8CH-380V3P-V1 Chassis Dimension (inch): 25W45D71H Single Phase Power Requirement: Voltage(VAC): 220 Max Power(VA): 340 Max Current/Phase(A): 2 Circuit Breaker(A): 15 Three Phase Power Requirement: Voltage(VAC): 380 Max Power(VA): 12150 Max Current/Phase(A): 19 Circuit Breaker(A): 30 | Standing System | 1 | Ring | 2P5.08PHNX-F | 305154 | 306130 | 16 | 8 | [6 empty] | NO | NO | NO | 0 | 0 | NO | NO | 4 | LBTS 80V 10A 8CH | 1 |  |  |  | 32800 | 1035771
925350 | System-LBTS22084-4~80V-10/5/1/0.1A-8CH-400V3P-V1 | LBTS | 8 | 220V1P/380V3P | 10 | 80 | 4 | LBTS 80V 10A | LBTS22084 | System-LBTS22084-4~80V-10/5/1/0.1A-8CH-400V3P-V1 Chassis Dimension (inch): 25W45D71H Single Phase Power Requirement: Voltage(VAC): 220 Max Power(VA): 340 Max Current/Phase(A): 2 Circuit Breaker(A): 15 Three Phase Power Requirement: Voltage(VAC): 400 Max Power(VA): 12150 Max Current/Phase(A): 18 Circuit Breaker(A): 20 | Standing System | 1 | Ring | 2P5.08PHNX-F | 305154 | 306130 | 16 | 8 | [6 empty] | NO | NO | NO | 0 | 0 | NO | NO | 4 | LBTS 80V 10A 8CH | 1 |  |  |  | 32800 | 1035644
925352 | System-LBTS22084-4~80V-10/5/1/0.1A-8CH-480V3P-V1 | LBTS | 8 | 480V3P | 10 | 80 | 4 | LBTS 80V 10A | LBTS22084 | System-LBTS22084-4~80V-10/5/1/0.1A-8CH-480V3P-V1 Chassis Dimension (inch): 25W45D71H Single Phase Power Requirement: Voltage(VAC): 220 Max Power(VA): 340 Max Current/Phase(A): 2 Circuit Breaker(A): 15 Three Phase Power Requirement: Voltage(VAC): 480 Max Power(VA): 12150 Max Current/Phase(A): 15 Circuit Breaker(A): 20 | Standing System | 1 | Ring | 2P5.08PHNX-F | 305154 | 306130 | 16 | 8 | [6 empty] | NO | NO | NO | 0 | 0 | NO | NO | 4 | LBTS 80V 10A 8CH | 1 |  |  |  | 32800 | 1035645
925354 | System-LBTS22084-4~80V-10/5/1/0.1A-16CH-208V3P-V1 | LBTS | 16 | 208V3P | 10 | 80 | 4 | LBTS 80V 10A | LBTS22084 | System-LBTS22084-4~80V-10/5/1/0.1A-16CH-208V3P-V1 Chassis Dimension (inch): 25W45D71H Three Phase Power Requirement: Voltage(VAC): 208 Max Power(VA): 24970 Max Current/Phase(A): 71 Circuit Breaker(A): 80 | Standing System | 2 | Ring | 2P5.08PHNX-F | 305154 | 306130 | 32 | 16 | [6 empty] | NO | NO | NO | 0 | 0 | NO | NO | 4 | LBTS 80V 10A 8CH | 2 |  |  |  | 52300 | 1035837
925356 | System-LBTS22084-4~80V-10/5/1/0.1A-16CH-380V3P-V1 | LBTS | 16 | 380V3P | 10 | 80 | 4 | LBTS 80V 10A | LBTS22084 | System-LBTS22084-4~80V-10/5/1/0.1A-16CH-380V3P-V1 Chassis Dimension (inch): 25W45D71H Single Phase Power Requirement: Voltage(VAC): 220 Max Power(VA): 640 Max Current/Phase(A): 3 Circuit Breaker(A): 15 Three Phase Power Requirement: Voltage(VAC): 380 Max Power(VA): 24290 Max Current/Phase(A): 37 Circuit Breaker(A): 50 | Standing System | 2 | Ring | 2P5.08PHNX-F | 305154 | 306130 | 32 | 16 | [6 empty] | NO | NO | NO | 0 | 0 | NO | NO | 4 | LBTS 80V 10A 8CH | 2 |  |  |  | 50300 | 1035772
925358 | System-LBTS22084-4~80V-10/5/1/0.1A-16CH-400V3P-V1 | LBTS | 16 | 220V1P/380V3P | 10 | 80 | 4 | LBTS 80V 10A | LBTS22084 | System-LBTS22084-4~80V-10/5/1/0.1A-16CH-400V3P-V1 Chassis Dimension (inch): 25W45D71H Single Phase Power Requirement: Voltage(VAC): 220 Max Power(VA): 640 Max Current/Phase(A): 3 Circuit Breaker(A): 15 Three Phase Power Requirement: Voltage(VAC): 400 Max Power(VA): 24290 Max Current/Phase(A): 36 Circuit Breaker(A): 50 | Standing System | 2 | Ring | 2P5.08PHNX-F | 305154 | 306130 | 32 | 16 | [6 empty] | NO | NO | NO | 0 | 0 | NO | NO | 4 | LBTS 80V 10A 8CH | 2 |  |  |  | 50300 | 1035773
925360 | System-LBTS22084-4~80V-10/5/1/0.1A-16CH-480V3P-V1 | LBTS | 16 | 480V3P | 10 | 80 | 4 | LBTS 80V 10A | LBTS22084 | System-LBTS22084-4~80V-10/5/1/0.1A-16CH-480V3P-V1 Chassis Dimension (inch): 25W45D71H Single Phase Power Requirement: Voltage(VAC): 220 Max Power(VA): 640 Max Current/Phase(A): 3 Circuit Breaker(A): 15 Three Phase Power Requirement: Voltage(VAC): 480 Max Power(VA): 24290 Max Current/Phase(A): 30 Circuit Breaker(A): 50 | Standing System | 2 | Ring | 2P5.08PHNX-F | 305154 | 306130 | 32 | 16 | [6 empty] | NO | NO | NO | 0 | 0 | NO | NO | 4 | LBTS 80V 10A 8CH | 2 |  |  |  | 50300 | 1035774
925362 | System-LBTS22084-4~80V-10/5/1/0.1A-24CH-208V3P-V1 | LBTS | 24 | 208V3P | 10 | 80 | 4 | LBTS 80V 10A | LBTS22084 | System-LBTS22084-4~80V-10/5/1/0.1A-24CH-208V3P-V1 Chassis Dimension (inch): 25W45D71H Three Phase Power Requirement: Voltage(VAC): 208 Max Power(VA): 37450 Max Current/Phase(A): 107 Circuit Breaker(A): 125 | Standing System | 3 | Ring | 2P5.08PHNX-F | 305154 | 306130 | 48 | 24 | [6 empty] | NO | NO | NO | 0 | 0 | NO | NO | 4 | LBTS 80V 10A 8CH | 3 |  |  |  | 74600 | 1035775
925364 | System-LBTS22084-4~80V-10/5/1/0.1A-24CH-380V3P-V1 | LBTS | 24 | 380V3P | 10 | 80 | 4 | LBTS 80V 10A | LBTS22084 | System-LBTS22084-4~80V-10/5/1/0.1A-24CH-380V3P-V1 Chassis Dimension (inch): 25W45D71H Single Phase Power Requirement: Voltage(VAC): 220 Max Power(VA): 980 Max Current/Phase(A): 5 Circuit Breaker(A): 15 Three Phase Power Requirement: Voltage(VAC): 380 Max Power(VA): 36430 Max Current/Phase(A): 56 Circuit Breaker(A): 63 | Standing System | 3 | Ring | 2P5.08PHNX-F | 305154 | 306130 | 48 | 24 | [6 empty] | NO | NO | NO | 0 | 0 | NO | NO | 4 | LBTS 80V 10A 8CH | 3 |  |  |  | 71200 | 1035776
925366 | System-LBTS22084-4~80V-10/5/1/0.1A-24CH-400V3P-V1 | LBTS | 24 | 220V1P/380V3P | 10 | 80 | 4 | LBTS 80V 10A | LBTS22084 | System-LBTS22084-4~80V-10/5/1/0.1A-24CH-400V3P-V1 Chassis Dimension (inch): 25W45D71H Single Phase Power Requirement: Voltage(VAC): 220 Max Power(VA): 980 Max Current/Phase(A): 5 Circuit Breaker(A): 15 Three Phase Power Requirement: Voltage(VAC): 400 Max Power(VA): 36430 Max Current/Phase(A): 53 Circuit Breaker(A): 63 | Standing System | 3 | Ring | 2P5.08PHNX-F | 305154 | 306130 | 48 | 24 | [6 empty] | NO | NO | NO | 0 | 0 | NO | NO | 4 | LBTS 80V 10A 8CH | 3 |  |  |  | 71200 | 1035777
925368 | System-LBTS22084-4~80V-10/5/1/0.1A-24CH-480V3P-V1 | LBTS | 24 | 480V3P | 10 | 80 | 4 | LBTS 80V 10A | LBTS22084 | System-LBTS22084-4~80V-10/5/1/0.1A-24CH-480V3P-V1 Chassis Dimension (inch): 25W45D71H Single Phase Power Requirement: Voltage(VAC): 220 Max Power(VA): 980 Max Current/Phase(A): 5 Circuit Breaker(A): 15 Three Phase Power Requirement: Voltage(VAC): 480 Max Power(VA): 36430 Max Current/Phase(A): 44 Circuit Breaker(A): 50 | Standing System | 3 | Ring | 2P5.08PHNX-F | 305154 | 306130 | 48 | 24 | [6 empty] | NO | NO | NO | 0 | 0 | NO | NO | 4 | LBTS 80V 10A 8CH | 3 |  |  |  | 71300 | 1035778
925370 | System-LBTS22084-4~80V-10/5/1/0.1A-32CH-380V3P-V1 | LBTS | 32 | 380V3P | 10 | 80 | 4 | LBTS 80V 10A | LBTS22084 | System-LBTS22084-4~80V-10/5/1/0.1A-32CH-380V3P-V1 Chassis Dimension (inch): 25W45D71H Single Phase Power Requirement: Voltage(VAC): 220 Max Power(VA): 1280 Max Current/Phase(A): 6 Circuit Breaker(A): 15 Three Phase Power Requirement: Voltage(VAC): 380 Max Power(VA): 48580 Max Current/Phase(A): 74 Circuit Breaker(A): 100 | Standing System | 4 | Ring | 2P5.08PHNX-F | 305154 | 306130 | 64 | 32 | [6 empty] | NO | NO | NO | 0 | 0 | NO | NO | 4 | LBTS 80V 10A 8CH | 4 |  |  |  | 88300 | 1035779
925372 | System-LBTS22084-4~80V-10/5/1/0.1A-32CH-400V3P-V1 | LBTS | 32 | 220V1P/380V3P | 10 | 80 | 4 | LBTS 80V 10A | LBTS22084 | System-LBTS22084-4~80V-10/5/1/0.1A-32CH-400V3P-V1 Chassis Dimension (inch): 25W45D71H Single Phase Power Requirement: Voltage(VAC): 220 Max Power(VA): 1280 Max Current/Phase(A): 6 Circuit Breaker(A): 15 Three Phase Power Requirement: Voltage(VAC): 400 Max Power(VA): 48580 Max Current/Phase(A): 71 Circuit Breaker(A): 80 | Standing System | 4 | Ring | 2P5.08PHNX-F | 305154 | 306130 | 64 | 32 | [6 empty] | NO | NO | NO | 0 | 0 | NO | NO | 4 | LBTS 80V 10A 8CH | 4 |  |  |  | 87400 | 1035646
925374 | System-LBTS22084-4~80V-10/5/1/0.1A-32CH-480V3P-V1 | LBTS | 32 | 480V3P | 10 | 80 | 4 | LBTS 80V 10A | LBTS22084 | System-LBTS22084-4~80V-10/5/1/0.1A-32CH-480V3P-V1 Chassis Dimension (inch): 25W45D71H Single Phase Power Requirement: Voltage(VAC): 220 Max Power(VA): 1280 Max Current/Phase(A): 6 Circuit Breaker(A): 15 Three Phase Power Requirement: Voltage(VAC): 480 Max Power(VA): 48580 Max Current/Phase(A): 59 Circuit Breaker(A): 80 | Standing System | 4 | Ring | 2P5.08PHNX-F | 305154 | 306130 | 64 | 32 | [6 empty] | NO | NO | NO | 0 | 0 | NO | NO | 4 | LBTS 80V 10A 8CH | 4 |  |  |  | 87400 | 1035647
925376 | System-LBTS22044-0~20V-80/10/1/0.1A-4CH-208V3P-V1 | LBTS | 4 | 208V3P | 80 | 20 | 0 | LBTS 20V 80A | LBTS22044 | System-LBTS22044-0~20V-80/10/1/0.1A-4CH-208V3P-V1 Chassis Dimension (inch): 25W45D71H Three Phase Power Requirement: Voltage(VAC): 208 Max Power(VA): 14760 Max Current/Phase(A): 42 Circuit Breaker(A): 50 | Standing System | 1 | Lug | 2P5.08PHNX-F | 304826 | 306130 | 8 | 4 | [6 empty] | YES | NO | NO | 0 | 0 | NO | NO | 4 | LBTS 20V 80A 4CH | 1 |  |  |  | 42000 | 1035780
925378 | System-LBTS22044-0~20V-80/10/1/0.1A-4CH-380V3P-V1 | LBTS | 4 | 380V3P | 80 | 20 | 0 | LBTS 20V 80A | LBTS22044 | System-LBTS22044-0~20V-80/10/1/0.1A-4CH-380V3P-V1 Chassis Dimension (inch): 25W45D71H Single Phase Power Requirement: Voltage(VAC): 220 Max Power(VA): 430 Max Current/Phase(A): 2 Circuit Breaker(A): 15 Three Phase Power Requirement: Voltage(VAC): 380 Max Power(VA): 14290 Max Current/Phase(A): 22 Circuit Breaker(A): 30 | Standing System | 1 | Lug | 2P5.08PHNX-F | 304826 | 306130 | 8 | 4 | [6 empty] | YES | NO | NO | 0 | 0 | NO | NO | 4 | LBTS 20V 80A 4CH | 1 |  |  |  | 36100 | 1035781
925380 | System-LBTS22044-0~20V-80/10/1/0.1A-4CH-400V3P-V1 | LBTS | 4 | 220V1P/380V3P | 80 | 20 | 0 | LBTS 20V 80A | LBTS22044 | System-LBTS22044-0~20V-80/10/1/0.1A-4CH-400V3P-V1 Chassis Dimension (inch): 25W45D71H Single Phase Power Requirement: Voltage(VAC): 220 Max Power(VA): 430 Max Current/Phase(A): 2 Circuit Breaker(A): 15 Three Phase Power Requirement: Voltage(VAC): 400 Max Power(VA): 14290 Max Current/Phase(A): 21 Circuit Breaker(A): 30 | Standing System | 1 | Lug | 2P5.08PHNX-F | 304826 | 306130 | 8 | 4 | [6 empty] | YES | NO | NO | 0 | 0 | NO | NO | 4 | LBTS 20V 80A 4CH | 1 |  |  |  | 36100 | 1036020
925382 | System-LBTS22044-0~20V-80/10/1/0.1A-4CH-480V3P-V1 | LBTS | 4 | 480V3P | 80 | 20 | 0 | LBTS 20V 80A | LBTS22044 | System-LBTS22044-0~20V-80/10/1/0.1A-4CH-480V3P-V1 Chassis Dimension (inch): 25W45D71H Single Phase Power Requirement: Voltage(VAC): 220 Max Power(VA): 430 Max Current/Phase(A): 2 Circuit Breaker(A): 15 Three Phase Power Requirement: Voltage(VAC): 480 Max Power(VA): 14290 Max Current/Phase(A): 18 Circuit Breaker(A): 20 | Standing System | 1 | Lug | 2P5.08PHNX-F | 304826 | 306130 | 8 | 4 | [6 empty] | YES | NO | NO | 0 | 0 | NO | NO | 4 | LBTS 20V 80A 4CH | 1 |  |  |  | 36000 | 1035648
925384 | System-LBTS22044-0~20V-80/10/1/0.1A-8CH-208V3P-V1 | LBTS | 8 | 208V3P | 80 | 20 | 0 | LBTS 20V 80A | LBTS22044 | System-LBTS22044-0~20V-80/10/1/0.1A-8CH-208V3P-V1 Chassis Dimension (inch): 25W45D71H Three Phase Power Requirement: Voltage(VAC): 208 Max Power(VA): 29430 Max Current/Phase(A): 84 Circuit Breaker(A): 100 | Standing System | 2 | Lug | 2P5.08PHNX-F | 304826 | 306130 | 16 | 8 | [6 empty] | YES | NO | NO | 0 | 0 | NO | NO | 4 | LBTS 20V 80A 4CH | 2 |  |  |  | 67900 | 1035782
925386 | System-LBTS22044-0~20V-80/10/1/0.1A-8CH-380V3P-V1 | LBTS | 8 | 380V3P | 80 | 20 | 0 | LBTS 20V 80A | LBTS22044 | System-LBTS22044-0~20V-80/10/1/0.1A-8CH-380V3P-V1 Chassis Dimension (inch): 25W45D71H Single Phase Power Requirement: Voltage(VAC): 220 Max Power(VA): 770 Max Current/Phase(A): 4 Circuit Breaker(A): 15 Three Phase Power Requirement: Voltage(VAC): 380 Max Power(VA): 28580 Max Current/Phase(A): 44 Circuit Breaker(A): 50 | Standing System | 2 | Lug | 2P5.08PHNX-F | 304826 | 306130 | 16 | 8 | [6 empty] | YES | NO | NO | 0 | 0 | NO | NO | 4 | LBTS 20V 80A 4CH | 2 |  |  |  | 57200 | 1035783
925388 | System-LBTS22044-0~20V-80/10/1/0.1A-8CH-400V3P-V1 | LBTS | 8 | 220V1P/380V3P | 80 | 20 | 0 | LBTS 20V 80A | LBTS22044 | System-LBTS22044-0~20V-80/10/1/0.1A-8CH-400V3P-V1 Chassis Dimension (inch): 25W45D71H Single Phase Power Requirement: Voltage(VAC): 220 Max Power(VA): 770 Max Current/Phase(A): 4 Circuit Breaker(A): 15 Three Phase Power Requirement: Voltage(VAC): 400 Max Power(VA): 28580 Max Current/Phase(A): 42 Circuit Breaker(A): 50 | Standing System | 2 | Lug | 2P5.08PHNX-F | 304826 | 306130 | 16 | 8 | [6 empty] | YES | NO | NO | 0 | 0 | NO | NO | 4 | LBTS 20V 80A 4CH | 2 |  |  |  | 57200 | 1035649
925390 | System-LBTS22044-0~20V-80/10/1/0.1A-8CH-480V3P-V1 | LBTS | 8 | 480V3P | 80 | 20 | 0 | LBTS 20V 80A | LBTS22044 | System-LBTS22044-0~20V-80/10/1/0.1A-8CH-480V3P-V1 Chassis Dimension (inch): 25W45D71H Single Phase Power Requirement: Voltage(VAC): 220 Max Power(VA): 770 Max Current/Phase(A): 4 Circuit Breaker(A): 15 Three Phase Power Requirement: Voltage(VAC): 480 Max Power(VA): 28580 Max Current/Phase(A): 35 Circuit Breaker(A): 50 | Standing System | 2 | Lug | 2P5.08PHNX-F | 304826 | 306130 | 16 | 8 | [6 empty] | YES | NO | NO | 0 | 0 | NO | NO | 4 | LBTS 20V 80A 4CH | 2 |  |  |  | 57200 | 1035650
925392 | System-LBTS22044-0~20V-80/10/1/0.1A-12CH-380V3P-V1 | LBTS | 12 | 380V3P | 80 | 20 | 0 | LBTS 20V 80A | LBTS22044 | System-LBTS22044-0~20V-80/10/1/0.1A-12CH-380V3P-V1 Chassis Dimension (inch): 25W45D71H Single Phase Power Requirement: Voltage(VAC): 220 Max Power(VA): 1200 Max Current/Phase(A): 6 Circuit Breaker(A): 15 Three Phase Power Requirement: Voltage(VAC): 380 Max Power(VA): 42860 Max Current/Phase(A): 66 Circuit Breaker(A): 80 | Standing System | 3 | Lug | 2P5.08PHNX-F | 304826 | 306130 | 24 | 12 | [6 empty] | YES | NO | NO | 0 | 0 | NO | NO | 4 | LBTS 20V 80A 4CH | 3 |  |  |  | 81000 | 1035651
925394 | System-LBTS22044-0~20V-80/10/1/0.1A-12CH-400V3P-V1 | LBTS | 12 | 220V1P/380V3P | 80 | 20 | 0 | LBTS 20V 80A | LBTS22044 | System-LBTS22044-0~20V-80/10/1/0.1A-12CH-400V3P-V1 Chassis Dimension (inch): 25W45D71H Single Phase Power Requirement: Voltage(VAC): 220 Max Power(VA): 1200 Max Current/Phase(A): 6 Circuit Breaker(A): 15 Three Phase Power Requirement: Voltage(VAC): 400 Max Power(VA): 42860 Max Current/Phase(A): 62 Circuit Breaker(A): 80 | Standing System | 3 | Lug | 2P5.08PHNX-F | 304826 | 306130 | 24 | 12 | [6 empty] | YES | NO | NO | 0 | 0 | NO | NO | 4 | LBTS 20V 80A 4CH | 3 |  |  |  | 10833.33 | 1035784
925396 | System-LBTS22044-0~20V-80/10/1/0.1A-12CH-480V3P-V1 | LBTS | 12 | 480V3P | 80 | 20 | 0 | LBTS 20V 80A | LBTS22044 | System-LBTS22044-0~20V-80/10/1/0.1A-12CH-480V3P-V1 Chassis Dimension (inch): 25W45D71H Single Phase Power Requirement: Voltage(VAC): 220 Max Power(VA): 1200 Max Current/Phase(A): 6 Circuit Breaker(A): 15 Three Phase Power Requirement: Voltage(VAC): 480 Max Power(VA): 42860 Max Current/Phase(A): 52 Circuit Breaker(A): 63 | Standing System | 3 | Lug | 2P5.08PHNX-F | 304826 | 306130 | 24 | 12 | [6 empty] | YES | NO | NO | 0 | 0 | NO | NO | 4 | LBTS 20V 80A 4CH | 3 |  |  |  | 81400 | 1035785
925398 | System-LBTS22044-4~20V-80/10/1/0.1A-4CH-208V3P-V1 | LBTS | 4 | 208V3P | 80 | 20 | 4 | LBTS 20V 80A | LBTS22044 | System-LBTS22044-4~20V-80/10/1/0.1A-4CH-208V3P-V1 Chassis Dimension (inch): 25W45D71H Three Phase Power Requirement: Voltage(VAC): 208 Max Power(VA): 14670 Max Current/Phase(A): 42 Circuit Breaker(A): 50 | Standing System | 1 | Lug | 2P5.08PHNX-F | 304826 | 306130 | 8 | 4 | [6 empty] | NO | NO | NO | 0 | 0 | NO | NO | 4 | LBTS 20V 80A 4CH | 1 |  |  |  | 37900 | 1035786
925400 | System-LBTS22044-4~20V-80/10/1/0.1A-4CH-380V3P-V1 | LBTS | 4 | 380V3P | 80 | 20 | 4 | LBTS 20V 80A | LBTS22044 | System-LBTS22044-4~20V-80/10/1/0.1A-4CH-380V3P-V1 Chassis Dimension (inch): 25W45D71H Single Phase Power Requirement: Voltage(VAC): 220 Max Power(VA): 340 Max Current/Phase(A): 2 Circuit Breaker(A): 15 Three Phase Power Requirement: Voltage(VAC): 380 Max Power(VA): 14290 Max Current/Phase(A): 22 Circuit Breaker(A): 30 | Standing System | 1 | Lug | 2P5.08PHNX-F | 304826 | 306130 | 8 | 4 | [6 empty] | NO | NO | NO | 0 | 0 | NO | NO | 4 | LBTS 20V 80A 4CH | 1 |  |  |  | 32000 | 1035787
925402 | System-LBTS22044-4~20V-80/10/1/0.1A-4CH-400V3P-V1 | LBTS | 4 | 220V1P/380V3P | 80 | 20 | 4 | LBTS 20V 80A | LBTS22044 | System-LBTS22044-4~20V-80/10/1/0.1A-4CH-400V3P-V1 Chassis Dimension (inch): 25W45D71H Single Phase Power Requirement: Voltage(VAC): 220 Max Power(VA): 340 Max Current/Phase(A): 2 Circuit Breaker(A): 15 Three Phase Power Requirement: Voltage(VAC): 400 Max Power(VA): 14290 Max Current/Phase(A): 21 Circuit Breaker(A): 30 | Standing System | 1 | Lug | 2P5.08PHNX-F | 304826 | 306130 | 8 | 4 | [6 empty] | NO | NO | NO | 0 | 0 | NO | NO | 4 | LBTS 20V 80A 4CH | 1 |  |  |  | 32000 | 1035788
925404 | System-LBTS22044-4~20V-80/10/1/0.1A-4CH-480V3P-V1 | LBTS | 4 | 480V3P | 80 | 20 | 4 | LBTS 20V 80A | LBTS22044 | System-LBTS22044-4~20V-80/10/1/0.1A-4CH-480V3P-V1 Chassis Dimension (inch): 25W45D71H Single Phase Power Requirement: Voltage(VAC): 220 Max Power(VA): 340 Max Current/Phase(A): 2 Circuit Breaker(A): 15 Three Phase Power Requirement: Voltage(VAC): 480 Max Power(VA): 14290 Max Current/Phase(A): 18 Circuit Breaker(A): 20 | Standing System | 1 | Lug | 2P5.08PHNX-F | 304826 | 306130 | 8 | 4 | [6 empty] | NO | NO | NO | 0 | 0 | NO | NO | 4 | LBTS 20V 80A 4CH | 1 |  |  |  | 31900 | 1035652
925406 | System-LBTS22044-4~20V-80/10/1/0.1A-8CH-208V3P-V1 | LBTS | 8 | 208V3P | 80 | 20 | 4 | LBTS 20V 80A | LBTS22044 | System-LBTS22044-4~20V-80/10/1/0.1A-8CH-208V3P-V1 Chassis Dimension (inch): 25W45D71H Three Phase Power Requirement: Voltage(VAC): 208 Max Power(VA): 29340 Max Current/Phase(A): 84 Circuit Breaker(A): 100 | Standing System | 2 | Lug | 2P5.08PHNX-F | 304826 | 306130 | 16 | 8 | [6 empty] | NO | NO | NO | 0 | 0 | NO | NO | 4 | LBTS 20V 80A 4CH | 2 |  |  |  | 63800 | 1035653
925408 | System-LBTS22044-4~20V-80/10/1/0.1A-8CH-380V3P-V1 | LBTS | 8 | 380V3P | 80 | 20 | 4 | LBTS 20V 80A | LBTS22044 | System-LBTS22044-4~20V-80/10/1/0.1A-8CH-380V3P-V1 Chassis Dimension (inch): 25W45D71H Single Phase Power Requirement: Voltage(VAC): 220 Max Power(VA): 680 Max Current/Phase(A): 4 Circuit Breaker(A): 15 Three Phase Power Requirement: Voltage(VAC): 380 Max Power(VA): 28580 Max Current/Phase(A): 44 Circuit Breaker(A): 50 | Standing System | 2 | Lug | 2P5.08PHNX-F | 304826 | 306130 | 16 | 8 | [6 empty] | NO | NO | NO | 0 | 0 | NO | NO | 4 | LBTS 20V 80A 4CH | 2 |  |  |  | 53100 | 1035789
925410 | System-LBTS22044-4~20V-80/10/1/0.1A-8CH-400V3P-V1 | LBTS | 8 | 220V1P/380V3P | 80 | 20 | 4 | LBTS 20V 80A | LBTS22044 | System-LBTS22044-4~20V-80/10/1/0.1A-8CH-400V3P-V1 Chassis Dimension (inch): 25W45D71H Single Phase Power Requirement: Voltage(VAC): 220 Max Power(VA): 680 Max Current/Phase(A): 4 Circuit Breaker(A): 15 Three Phase Power Requirement: Voltage(VAC): 400 Max Power(VA): 28580 Max Current/Phase(A): 42 Circuit Breaker(A): 50 | Standing System | 2 | Lug | 2P5.08PHNX-F | 304826 | 306130 | 16 | 8 | [6 empty] | NO | NO | NO | 0 | 0 | NO | NO | 4 | LBTS 20V 80A 4CH | 2 |  |  |  | 53100 | 1035790
925412 | System-LBTS22044-4~20V-80/10/1/0.1A-8CH-480V3P-V1 | LBTS | 8 | 480V3P | 80 | 20 | 4 | LBTS 20V 80A | LBTS22044 | System-LBTS22044-4~20V-80/10/1/0.1A-8CH-480V3P-V1 Chassis Dimension (inch): 25W45D71H Single Phase Power Requirement: Voltage(VAC): 220 Max Power(VA): 680 Max Current/Phase(A): 4 Circuit Breaker(A): 15 Three Phase Power Requirement: Voltage(VAC): 480 Max Power(VA): 28580 Max Current/Phase(A): 35 Circuit Breaker(A): 50 | Standing System | 2 | Lug | 2P5.08PHNX-F | 304826 | 306130 | 16 | 8 | [6 empty] | NO | NO | NO | 0 | 0 | NO | NO | 4 | LBTS 20V 80A 4CH | 2 |  |  |  | 53100 | 1035791
925414 | System-LBTS22044-4~20V-80/10/1/0.1A-12CH-380V3P-V1 | LBTS | 12 | 380V3P | 80 | 20 | 4 | LBTS 20V 80A | LBTS22044 | System-LBTS22044-4~20V-80/10/1/0.1A-12CH-380V3P-V1 Chassis Dimension (inch): 25W45D71H Single Phase Power Requirement: Voltage(VAC): 220 Max Power(VA): 1020 Max Current/Phase(A): 5 Circuit Breaker(A): 15 Three Phase Power Requirement: Voltage(VAC): 380 Max Power(VA): 42860 Max Current/Phase(A): 66 Circuit Breaker(A): 80 | Standing System | 3 | Lug | 2P5.08PHNX-F | 304826 | 306130 | 24 | 12 | [6 empty] | NO | NO | NO | 0 | 0 | NO | NO | 4 | LBTS 20V 80A 4CH | 3 |  |  |  | 72700 | 1035792
925416 | System-LBTS22044-4~20V-80/10/1/0.1A-12CH-400V3P-V1 | LBTS | 12 | 220V1P/380V3P | 80 | 20 | 4 | LBTS 20V 80A | LBTS22044 | System-LBTS22044-4~20V-80/10/1/0.1A-12CH-400V3P-V1 Chassis Dimension (inch): 25W45D71H Single Phase Power Requirement: Voltage(VAC): 220 Max Power(VA): 1020 Max Current/Phase(A): 5 Circuit Breaker(A): 15 Three Phase Power Requirement: Voltage(VAC): 400 Max Power(VA): 42860 Max Current/Phase(A): 62 Circuit Breaker(A): 80 | Standing System | 3 | Lug | 2P5.08PHNX-F | 304826 | 306130 | 24 | 12 | [6 empty] | NO | NO | NO | 0 | 0 | NO | NO | 4 | LBTS 20V 80A 4CH | 3 |  |  |  | 72700 | 1035793
925418 | System-LBTS22044-4~20V-80/10/1/0.1A-12CH-480V3P-V1 | LBTS | 12 | 480V3P | 80 | 20 | 4 | LBTS 20V 80A | LBTS22044 | System-LBTS22044-4~20V-80/10/1/0.1A-12CH-480V3P-V1 Chassis Dimension (inch): 25W45D71H Single Phase Power Requirement: Voltage(VAC): 220 Max Power(VA): 1020 Max Current/Phase(A): 5 Circuit Breaker(A): 15 Three Phase Power Requirement: Voltage(VAC): 480 Max Power(VA): 42860 Max Current/Phase(A): 52 Circuit Breaker(A): 63 | Standing System | 3 | Lug | 2P5.08PHNX-F | 304826 | 306130 | 24 | 12 | [6 empty] | NO | NO | NO | 0 | 0 | NO | NO | 4 | LBTS 20V 80A 4CH | 3 |  |  |  | 73100 | 1035794
925420 | System-LBTS22044-0~30V-60/10/1/0.1A-4CH-208V3P-V1 | LBTS | 4 | 208V3P | 60 | 30 | 0 | LBTS 30V 60A | LBTS22044 | System-LBTS22044-0~30V-60/10/1/0.1A-4CH-208V3P-V1 Chassis Dimension (inch): 25W45D71H Three Phase Power Requirement: Voltage(VAC): 208 Max Power(VA): 15470 Max Current/Phase(A): 44 Circuit Breaker(A): 50 | Standing System | 1 | Lug | 2P5.08PHNX-F | 304826 | 306130 | 8 | 4 | [6 empty] | YES | NO | NO | 0 | 0 | NO | NO | 4 | LBTS 30V 60A 4CH | 1 |  |  |  | 42000 | 1035795
925422 | System-LBTS22044-0~30V-60/10/1/0.1A-4CH-380V3P-V1 | LBTS | 4 | 380V3P | 60 | 30 | 0 | LBTS 30V 60A | LBTS22044 | System-LBTS22044-0~30V-60/10/1/0.1A-4CH-380V3P-V1 Chassis Dimension (inch): 25W45D71H Single Phase Power Requirement: Voltage(VAC): 220 Max Power(VA): 430 Max Current/Phase(A): 2 Circuit Breaker(A): 15 Three Phase Power Requirement: Voltage(VAC): 380 Max Power(VA): 15000 Max Current/Phase(A): 23 Circuit Breaker(A): 30 | Standing System | 1 | Lug | 2P5.08PHNX-F | 304826 | 306130 | 8 | 4 | [6 empty] | YES | NO | NO | 0 | 0 | NO | NO | 4 | LBTS 30V 60A 4CH | 1 |  |  |  | 36100 | 1035796
925424 | System-LBTS22044-0~30V-60/10/1/0.1A-4CH-400V3P-V1 | LBTS | 4 | 220V1P/380V3P | 60 | 30 | 0 | LBTS 30V 60A | LBTS22044 | System-LBTS22044-0~30V-60/10/1/0.1A-4CH-400V3P-V1 Chassis Dimension (inch): 25W45D71H Single Phase Power Requirement: Voltage(VAC): 220 Max Power(VA): 430 Max Current/Phase(A): 2 Circuit Breaker(A): 15 Three Phase Power Requirement: Voltage(VAC): 400 Max Power(VA): 15000 Max Current/Phase(A): 22 Circuit Breaker(A): 30 | Standing System | 1 | Lug | 2P5.08PHNX-F | 304826 | 306130 | 8 | 4 | [6 empty] | YES | NO | NO | 0 | 0 | NO | NO | 4 | LBTS 30V 60A 4CH | 1 |  |  |  | 36100 | 1035797
925426 | System-LBTS22044-0~30V-60/10/1/0.1A-4CH-480V3P-V1 | LBTS | 4 | 480V3P | 60 | 30 | 0 | LBTS 30V 60A | LBTS22044 | System-LBTS22044-0~30V-60/10/1/0.1A-4CH-480V3P-V1 Chassis Dimension (inch): 25W45D71H Single Phase Power Requirement: Voltage(VAC): 220 Max Power(VA): 430 Max Current/Phase(A): 2 Circuit Breaker(A): 15 Three Phase Power Requirement: Voltage(VAC): 480 Max Power(VA): 15000 Max Current/Phase(A): 19 Circuit Breaker(A): 30 | Standing System | 1 | Lug | 2P5.08PHNX-F | 304826 | 306130 | 8 | 4 | [6 empty] | YES | NO | NO | 0 | 0 | NO | NO | 4 | LBTS 30V 60A 4CH | 1 |  |  |  | 36100 | 1035798
925428 | System-LBTS22044-0~30V-60/10/1/0.1A-8CH-208V3P-V1 | LBTS | 8 | 208V3P | 60 | 30 | 0 | LBTS 30V 60A | LBTS22044 | System-LBTS22044-0~30V-60/10/1/0.1A-8CH-208V3P-V1 Chassis Dimension (inch): 25W45D71H Three Phase Power Requirement: Voltage(VAC): 208 Max Power(VA): 30860 Max Current/Phase(A): 88 Circuit Breaker(A): 100 | Standing System | 2 | Lug | 2P5.08PHNX-F | 304826 | 306130 | 16 | 8 | [6 empty] | YES | NO | NO | 0 | 0 | NO | NO | 4 | LBTS 30V 60A 4CH | 2 |  |  |  | 67900 | 1035799
925430 | System-LBTS22044-0~30V-60/10/1/0.1A-8CH-380V3P-V1 | LBTS | 8 | 380V3P | 60 | 30 | 0 | LBTS 30V 60A | LBTS22044 | System-LBTS22044-0~30V-60/10/1/0.1A-8CH-380V3P-V1 Chassis Dimension (inch): 25W45D71H Single Phase Power Requirement: Voltage(VAC): 220 Max Power(VA): 770 Max Current/Phase(A): 4 Circuit Breaker(A): 15 Three Phase Power Requirement: Voltage(VAC): 380 Max Power(VA): 30000 Max Current/Phase(A): 46 Circuit Breaker(A): 63 | Standing System | 2 | Lug | 2P5.08PHNX-F | 304826 | 306130 | 16 | 8 | [6 empty] | YES | NO | NO | 0 | 0 | NO | NO | 4 | LBTS 30V 60A 4CH | 2 |  |  |  | 57100 | 1035800
925432 | System-LBTS22044-0~30V-60/10/1/0.1A-8CH-400V3P-V1 | LBTS | 8 | 220V1P/380V3P | 60 | 30 | 0 | LBTS 30V 60A | LBTS22044 | System-LBTS22044-0~30V-60/10/1/0.1A-8CH-400V3P-V1 Chassis Dimension (inch): 25W45D71H Single Phase Power Requirement: Voltage(VAC): 220 Max Power(VA): 770 Max Current/Phase(A): 4 Circuit Breaker(A): 15 Three Phase Power Requirement: Voltage(VAC): 400 Max Power(VA): 30000 Max Current/Phase(A): 44 Circuit Breaker(A): 50 | Standing System | 2 | Lug | 2P5.08PHNX-F | 304826 | 306130 | 16 | 8 | [6 empty] | YES | NO | NO | 0 | 0 | NO | NO | 4 | LBTS 30V 60A 4CH | 2 |  |  |  | 57200 | 1035801
925434 | System-LBTS22044-0~30V-60/10/1/0.1A-8CH-480V3P-V1 | LBTS | 8 | 480V3P | 60 | 30 | 0 | LBTS 30V 60A | LBTS22044 | System-LBTS22044-0~30V-60/10/1/0.1A-8CH-480V3P-V1 Chassis Dimension (inch): 25W45D71H Single Phase Power Requirement: Voltage(VAC): 220 Max Power(VA): 770 Max Current/Phase(A): 4 Circuit Breaker(A): 15 Three Phase Power Requirement: Voltage(VAC): 480 Max Power(VA): 30000 Max Current/Phase(A): 37 Circuit Breaker(A): 50 | Standing System | 2 | Lug | 2P5.08PHNX-F | 304826 | 306130 | 16 | 8 | [6 empty] | YES | NO | NO | 0 | 0 | NO | NO | 4 | LBTS 30V 60A 4CH | 2 |  |  |  | 57200 | 1035838
925436 | System-LBTS22044-0~30V-60/10/1/0.1A-12CH-380V3P-V1 | LBTS | 12 | 380V3P | 60 | 30 | 0 | LBTS 30V 60A | LBTS22044 | System-LBTS22044-0~30V-60/10/1/0.1A-12CH-380V3P-V1 Chassis Dimension (inch): 25W45D71H Single Phase Power Requirement: Voltage(VAC): 220 Max Power(VA): 1200 Max Current/Phase(A): 6 Circuit Breaker(A): 15 Three Phase Power Requirement: Voltage(VAC): 380 Max Power(VA): 45000 Max Current/Phase(A): 69 Circuit Breaker(A): 80 | Standing System | 3 | Lug | 2P5.08PHNX-F | 304826 | 306130 | 24 | 12 | [6 empty] | YES | NO | NO | 0 | 0 | NO | NO | 4 | LBTS 30V 60A 4CH | 3 |  |  |  | 81000 | 1035654
925438 | System-LBTS22044-0~30V-60/10/1/0.1A-12CH-400V3P-V1 | LBTS | 12 | 220V1P/380V3P | 60 | 30 | 0 | LBTS 30V 60A | LBTS22044 | System-LBTS22044-0~30V-60/10/1/0.1A-12CH-400V3P-V1 Chassis Dimension (inch): 25W45D71H Single Phase Power Requirement: Voltage(VAC): 220 Max Power(VA): 1200 Max Current/Phase(A): 6 Circuit Breaker(A): 15 Three Phase Power Requirement: Voltage(VAC): 400 Max Power(VA): 45000 Max Current/Phase(A): 65 Circuit Breaker(A): 80 | Standing System | 3 | Lug | 2P5.08PHNX-F | 304826 | 306130 | 24 | 12 | [6 empty] | YES | NO | NO | 0 | 0 | NO | NO | 4 | LBTS 30V 60A 4CH | 3 |  |  |  | 81000 | 1035839
925440 | System-LBTS22044-0~30V-60/10/1/0.1A-12CH-480V3P-V1 | LBTS | 12 | 480V3P | 60 | 30 | 0 | LBTS 30V 60A | LBTS22044 | System-LBTS22044-0~30V-60/10/1/0.1A-12CH-480V3P-V1 Chassis Dimension (inch): 25W45D71H Single Phase Power Requirement: Voltage(VAC): 220 Max Power(VA): 1200 Max Current/Phase(A): 6 Circuit Breaker(A): 15 Three Phase Power Requirement: Voltage(VAC): 480 Max Power(VA): 45000 Max Current/Phase(A): 55 Circuit Breaker(A): 63 | Standing System | 3 | Lug | 2P5.08PHNX-F | 304826 | 306130 | 24 | 12 | [6 empty] | YES | NO | NO | 0 | 0 | NO | NO | 4 | LBTS 30V 60A 4CH | 3 |  |  |  | 81400 | 1035802
925442 | System-LBTS22044-4~30V-60/10/1/0.1A-4CH-208V3P-V1 | LBTS | 4 | 208V3P | 60 | 30 | 4 | LBTS 30V 60A | LBTS22044 | System-LBTS22044-4~30V-60/10/1/0.1A-4CH-208V3P-V1 Chassis Dimension (inch): 25W45D71H Three Phase Power Requirement: Voltage(VAC): 208 Max Power(VA): 15390 Max Current/Phase(A): 44 Circuit Breaker(A): 50 | Standing System | 1 | Lug | 2P5.08PHNX-F | 304826 | 306130 | 8 | 4 | [6 empty] | NO | NO | NO | 0 | 0 | NO | NO | 4 | LBTS 30V 60A 4CH | 1 |  |  |  | 37900 | 1035803
925444 | System-LBTS22044-4~30V-60/10/1/0.1A-4CH-380V3P-V1 | LBTS | 4 | 380V3P | 60 | 30 | 4 | LBTS 30V 60A | LBTS22044 | System-LBTS22044-4~30V-60/10/1/0.1A-4CH-380V3P-V1 Chassis Dimension (inch): 25W45D71H Single Phase Power Requirement: Voltage(VAC): 220 Max Power(VA): 340 Max Current/Phase(A): 2 Circuit Breaker(A): 15 Three Phase Power Requirement: Voltage(VAC): 380 Max Power(VA): 15000 Max Current/Phase(A): 23 Circuit Breaker(A): 30 | Standing System | 1 | Lug | 2P5.08PHNX-F | 304826 | 306130 | 8 | 4 | [6 empty] | NO | NO | NO | 0 | 0 | NO | NO | 4 | LBTS 30V 60A 4CH | 1 |  |  |  | 32000 | 1035804
925446 | System-LBTS22044-4~30V-60/10/1/0.1A-4CH-400V3P-V1 | LBTS | 4 | 220V1P/380V3P | 60 | 30 | 4 | LBTS 30V 60A | LBTS22044 | System-LBTS22044-4~30V-60/10/1/0.1A-4CH-400V3P-V1 Chassis Dimension (inch): 25W45D71H Single Phase Power Requirement: Voltage(VAC): 220 Max Power(VA): 340 Max Current/Phase(A): 2 Circuit Breaker(A): 15 Three Phase Power Requirement: Voltage(VAC): 400 Max Power(VA): 15000 Max Current/Phase(A): 22 Circuit Breaker(A): 30 | Standing System | 1 | Lug | 2P5.08PHNX-F | 304826 | 306130 | 8 | 4 | [6 empty] | NO | NO | NO | 0 | 0 | NO | NO | 4 | LBTS 30V 60A 4CH | 1 |  |  |  | 32000 | 1035805
925448 | System-LBTS22044-4~30V-60/10/1/0.1A-4CH-480V3P-V1 | LBTS | 4 | 480V3P | 60 | 30 | 4 | LBTS 30V 60A | LBTS22044 | System-LBTS22044-4~30V-60/10/1/0.1A-4CH-480V3P-V1 Chassis Dimension (inch): 25W45D71H Single Phase Power Requirement: Voltage(VAC): 220 Max Power(VA): 340 Max Current/Phase(A): 2 Circuit Breaker(A): 15 Three Phase Power Requirement: Voltage(VAC): 480 Max Power(VA): 15000 Max Current/Phase(A): 19 Circuit Breaker(A): 30 | Standing System | 1 | Lug | 2P5.08PHNX-F | 304826 | 306130 | 8 | 4 | [6 empty] | NO | NO | NO | 0 | 0 | NO | NO | 4 | LBTS 30V 60A 4CH | 1 |  |  |  | 32000 | 1035806
925450 | System-LBTS22044-4~30V-60/10/1/0.1A-8CH-208V3P-V1 | LBTS | 8 | 208V3P | 60 | 30 | 4 | LBTS 30V 60A | LBTS22044 | System-LBTS22044-4~30V-60/10/1/0.1A-8CH-208V3P-V1 Chassis Dimension (inch): 25W45D71H Three Phase Power Requirement: Voltage(VAC): 208 Max Power(VA): 30770 Max Current/Phase(A): 87 Circuit Breaker(A): 100 | Standing System | 2 | Lug | 2P5.08PHNX-F | 304826 | 306130 | 16 | 8 | [6 empty] | NO | NO | NO | 0 | 0 | NO | NO | 4 | LBTS 30V 60A 4CH | 2 |  |  |  | 63800 | 1035840
925452 | System-LBTS22044-4~30V-60/10/1/0.1A-8CH-380V3P-V1 | LBTS | 8 | 380V3P | 60 | 30 | 4 | LBTS 30V 60A | LBTS22044 | System-LBTS22044-4~30V-60/10/1/0.1A-8CH-380V3P-V1 Chassis Dimension (inch): 25W45D71H Single Phase Power Requirement: Voltage(VAC): 220 Max Power(VA): 680 Max Current/Phase(A): 4 Circuit Breaker(A): 15 Three Phase Power Requirement: Voltage(VAC): 380 Max Power(VA): 30000 Max Current/Phase(A): 46 Circuit Breaker(A): 63 | Standing System | 2 | Lug | 2P5.08PHNX-F | 304826 | 306130 | 16 | 8 | [6 empty] | NO | NO | NO | 0 | 0 | NO | NO | 4 | LBTS 30V 60A 4CH | 2 |  |  |  | 52900 | 1035841
925454 | System-LBTS22044-4~30V-60/10/1/0.1A-8CH-400V3P-V1 | LBTS | 8 | 220V1P/380V3P | 60 | 30 | 4 | LBTS 30V 60A | LBTS22044 | System-LBTS22044-4~30V-60/10/1/0.1A-8CH-400V3P-V1 Chassis Dimension (inch): 25W45D71H Single Phase Power Requirement: Voltage(VAC): 220 Max Power(VA): 680 Max Current/Phase(A): 4 Circuit Breaker(A): 15 Three Phase Power Requirement: Voltage(VAC): 400 Max Power(VA): 30000 Max Current/Phase(A): 44 Circuit Breaker(A): 50 | Standing System | 2 | Lug | 2P5.08PHNX-F | 304826 | 306130 | 16 | 8 | [6 empty] | NO | NO | NO | 0 | 0 | NO | NO | 4 | LBTS 30V 60A 4CH | 2 |  |  |  | 53100 | 1035655
925456 | System-LBTS22044-4~30V-60/10/1/0.1A-8CH-480V3P-V1 | LBTS | 8 | 480V3P | 60 | 30 | 4 | LBTS 30V 60A | LBTS22044 | System-LBTS22044-4~30V-60/10/1/0.1A-8CH-480V3P-V1 Chassis Dimension (inch): 25W45D71H Single Phase Power Requirement: Voltage(VAC): 220 Max Power(VA): 680 Max Current/Phase(A): 4 Circuit Breaker(A): 15 Three Phase Power Requirement: Voltage(VAC): 480 Max Power(VA): 30000 Max Current/Phase(A): 37 Circuit Breaker(A): 50 | Standing System | 2 | Lug | 2P5.08PHNX-F | 304826 | 306130 | 16 | 8 | [6 empty] | NO | NO | NO | 0 | 0 | NO | NO | 4 | LBTS 30V 60A 4CH | 2 |  |  |  | 53100 | 1035807
925458 | System-LBTS22044-4~30V-60/10/1/0.1A-12CH-380V3P-V1 | LBTS | 12 | 380V3P | 60 | 30 | 4 | LBTS 30V 60A | LBTS22044 | System-LBTS22044-4~30V-60/10/1/0.1A-12CH-380V3P-V1 Chassis Dimension (inch): 25W45D71H Single Phase Power Requirement: Voltage(VAC): 220 Max Power(VA): 1020 Max Current/Phase(A): 5 Circuit Breaker(A): 15 Three Phase Power Requirement: Voltage(VAC): 380 Max Power(VA): 45000 Max Current/Phase(A): 69 Circuit Breaker(A): 80 | Standing System | 3 | Lug | 2P5.08PHNX-F | 304826 | 306130 | 24 | 12 | [6 empty] | NO | NO | NO | 0 | 0 | NO | NO | 4 | LBTS 30V 60A 4CH | 3 |  |  |  | 72700 | 1035808
925460 | System-LBTS22044-4~30V-60/10/1/0.1A-12CH-400V3P-V1 | LBTS | 12 | 220V1P/380V3P | 60 | 30 | 4 | LBTS 30V 60A | LBTS22044 | System-LBTS22044-4~30V-60/10/1/0.1A-12CH-400V3P-V1 Chassis Dimension (inch): 25W45D71H Single Phase Power Requirement: Voltage(VAC): 220 Max Power(VA): 1020 Max Current/Phase(A): 5 Circuit Breaker(A): 15 Three Phase Power Requirement: Voltage(VAC): 400 Max Power(VA): 45000 Max Current/Phase(A): 65 Circuit Breaker(A): 80 | Standing System | 3 | Lug | 2P5.08PHNX-F | 304826 | 306130 | 24 | 12 | [6 empty] | NO | NO | NO | 0 | 0 | NO | NO | 4 | LBTS 30V 60A 4CH | 3 |  |  |  | 72700 | 1035656
925462 | System-LBTS22044-4~30V-60/10/1/0.1A-12CH-480V3P-V1 | LBTS | 12 | 480V3P | 60 | 30 | 4 | LBTS 30V 60A | LBTS22044 | System-LBTS22044-4~30V-60/10/1/0.1A-12CH-480V3P-V1 Chassis Dimension (inch): 25W45D71H Single Phase Power Requirement: Voltage(VAC): 220 Max Power(VA): 1020 Max Current/Phase(A): 5 Circuit Breaker(A): 15 Three Phase Power Requirement: Voltage(VAC): 480 Max Power(VA): 45000 Max Current/Phase(A): 55 Circuit Breaker(A): 63 | Standing System | 3 | Lug | 2P5.08PHNX-F | 304826 | 306130 | 24 | 12 | [6 empty] | NO | NO | NO | 0 | 0 | NO | NO | 4 | LBTS 30V 60A 4CH | 3 |  |  |  | 73100 | 1035657
925464 | System-LBTS22044-0~40V-40/10/1/0.1A-4CH-208V3P-V1 | LBTS | 4 | 208V3P | 40 | 40 | 0 | LBTS 40V 40A | LBTS22044 | System-LBTS22044-0~40V-40/10/1/0.1A-4CH-208V3P-V1 Chassis Dimension (inch): 25W45D71H Three Phase Power Requirement: Voltage(VAC): 208 Max Power(VA): 13290 Max Current/Phase(A): 38 Circuit Breaker(A): 50 | Standing System | 1 | Lug | 2P5.08PHNX-F | 304826 | 306130 | 8 | 4 | [6 empty] | YES | NO | NO | 0 | 0 | NO | NO | 4 | LBTS 40V 40A 4CH | 1 |  |  |  | 36700 | 1035809
925466 | System-LBTS22044-0~40V-40/10/1/0.1A-4CH-380V3P-V1 | LBTS | 4 | 380V3P | 40 | 40 | 0 | LBTS 40V 40A | LBTS22044 | System-LBTS22044-0~40V-40/10/1/0.1A-4CH-380V3P-V1 Chassis Dimension (inch): 25W45D71H Single Phase Power Requirement: Voltage(VAC): 220 Max Power(VA): 430 Max Current/Phase(A): 2 Circuit Breaker(A): 15 Three Phase Power Requirement: Voltage(VAC): 380 Max Power(VA): 12860 Max Current/Phase(A): 20 Circuit Breaker(A): 30 | Standing System | 1 | Lug | 2P5.08PHNX-F | 304826 | 306130 | 8 | 4 | [6 empty] | YES | NO | NO | 0 | 0 | NO | NO | 4 | LBTS 40V 40A 4CH | 1 |  |  |  | 37000 | 1035810
925468 | System-LBTS22044-0~40V-40/10/1/0.1A-4CH-400V3P-V1 | LBTS | 4 | 220V1P/380V3P | 40 | 40 | 0 | LBTS 40V 40A | LBTS22044 | System-LBTS22044-0~40V-40/10/1/0.1A-4CH-400V3P-V1 Chassis Dimension (inch): 25W45D71H Single Phase Power Requirement: Voltage(VAC): 220 Max Power(VA): 430 Max Current/Phase(A): 2 Circuit Breaker(A): 15 Three Phase Power Requirement: Voltage(VAC): 400 Max Power(VA): 12860 Max Current/Phase(A): 19 Circuit Breaker(A): 30 | Standing System | 1 | Lug | 2P5.08PHNX-F | 304826 | 306130 | 8 | 4 | [6 empty] | YES | NO | NO | 0 | 0 | NO | NO | 4 | LBTS 40V 40A 4CH | 1 |  |  |  | 37000 | 1035811
925470 | System-LBTS22044-0~40V-40/10/1/0.1A-4CH-480V3P-V1 | LBTS | 4 | 480V3P | 40 | 40 | 0 | LBTS 40V 40A | LBTS22044 | System-LBTS22044-0~40V-40/10/1/0.1A-4CH-480V3P-V1 Chassis Dimension (inch): 25W45D71H Single Phase Power Requirement: Voltage(VAC): 220 Max Power(VA): 430 Max Current/Phase(A): 2 Circuit Breaker(A): 15 Three Phase Power Requirement: Voltage(VAC): 480 Max Power(VA): 12860 Max Current/Phase(A): 16 Circuit Breaker(A): 20 | Standing System | 1 | Lug | 2P5.08PHNX-F | 304826 | 306130 | 8 | 4 | [6 empty] | YES | NO | NO | 0 | 0 | NO | NO | 4 | LBTS 40V 40A 4CH | 1 |  |  |  | 36900 | 1035812
925472 | System-LBTS22044-0~40V-40/10/1/0.1A-8CH-208V3P-V1 | LBTS | 8 | 208V3P | 40 | 40 | 0 | LBTS 40V 40A | LBTS22044 | System-LBTS22044-0~40V-40/10/1/0.1A-8CH-208V3P-V1 Chassis Dimension (inch): 25W45D71H Three Phase Power Requirement: Voltage(VAC): 208 Max Power(VA): 26480 Max Current/Phase(A): 76 Circuit Breaker(A): 100 | Standing System | 2 | Lug | 2P5.08PHNX-F | 304826 | 306130 | 16 | 8 | [6 empty] | YES | NO | NO | 0 | 0 | NO | NO | 4 | LBTS 40V 40A 4CH | 2 |  |  |  | 57300 | 1035813
925474 | System-LBTS22044-0~40V-40/10/1/0.1A-8CH-380V3P-V1 | LBTS | 8 | 380V3P | 40 | 40 | 0 | LBTS 40V 40A | LBTS22044 | System-LBTS22044-0~40V-40/10/1/0.1A-8CH-380V3P-V1 Chassis Dimension (inch): 25W45D71H Single Phase Power Requirement: Voltage(VAC): 220 Max Power(VA): 730 Max Current/Phase(A): 4 Circuit Breaker(A): 15 Three Phase Power Requirement: Voltage(VAC): 380 Max Power(VA): 25720 Max Current/Phase(A): 40 Circuit Breaker(A): 50 | Standing System | 2 | Lug | 2P5.08PHNX-F | 304826 | 306130 | 16 | 8 | [6 empty] | YES | NO | NO | 0 | 0 | NO | NO | 4 | LBTS 40V 40A 4CH | 2 |  |  |  | 54400 | 1035658
925476 | System-LBTS22044-0~40V-40/10/1/0.1A-8CH-400V3P-V1 | LBTS | 8 | 220V1P/380V3P | 40 | 40 | 0 | LBTS 40V 40A | LBTS22044 | System-LBTS22044-0~40V-40/10/1/0.1A-8CH-400V3P-V1 Chassis Dimension (inch): 25W45D71H Single Phase Power Requirement: Voltage(VAC): 220 Max Power(VA): 730 Max Current/Phase(A): 4 Circuit Breaker(A): 15 Three Phase Power Requirement: Voltage(VAC): 400 Max Power(VA): 25720 Max Current/Phase(A): 38 Circuit Breaker(A): 50 | Standing System | 2 | Lug | 2P5.08PHNX-F | 304826 | 306130 | 16 | 8 | [6 empty] | YES | NO | NO | 0 | 0 | NO | NO | 4 | LBTS 40V 40A 4CH | 2 |  |  |  | 54400 | 1035814
925478 | System-LBTS22044-0~40V-40/10/1/0.1A-8CH-480V3P-V1 | LBTS | 8 | 480V3P | 40 | 40 | 0 | LBTS 40V 40A | LBTS22044 | System-LBTS22044-0~40V-40/10/1/0.1A-8CH-480V3P-V1 Chassis Dimension (inch): 25W45D71H Single Phase Power Requirement: Voltage(VAC): 220 Max Power(VA): 730 Max Current/Phase(A): 4 Circuit Breaker(A): 15 Three Phase Power Requirement: Voltage(VAC): 480 Max Power(VA): 25720 Max Current/Phase(A): 31 Circuit Breaker(A): 50 | Standing System | 2 | Lug | 2P5.08PHNX-F | 304826 | 306130 | 16 | 8 | [6 empty] | YES | NO | NO | 0 | 0 | NO | NO | 4 | LBTS 40V 40A 4CH | 2 |  |  |  | 54400 | 1035659
925480 | System-LBTS22044-0~40V-40/10/1/0.1A-12CH-208V3P-V1 | LBTS | 12 | 208V3P | 40 | 40 | 0 | LBTS 40V 40A | LBTS22044 | System-LBTS22044-0~40V-40/10/1/0.1A-12CH-208V3P-V1 Chassis Dimension (inch): 25W45D71H Three Phase Power Requirement: Voltage(VAC): 208 Max Power(VA): 39680 Max Current/Phase(A): 113 Circuit Breaker(A): 125 | Standing System | 3 | Lug | 2P5.08PHNX-F | 304826 | 306130 | 24 | 12 | [6 empty] | YES | NO | NO | 0 | 0 | NO | NO | 4 | LBTS 40V 40A 4CH | 3 |  |  |  | 78700 | 1035660
925482 | System-LBTS22044-0~40V-40/10/1/0.1A-12CH-380V3P-V1 | LBTS | 12 | 380V3P | 40 | 40 | 0 | LBTS 40V 40A | LBTS22044 | System-LBTS22044-0~40V-40/10/1/0.1A-12CH-380V3P-V1 Chassis Dimension (inch): 25W45D71H Single Phase Power Requirement: Voltage(VAC): 220 Max Power(VA): 1070 Max Current/Phase(A): 5 Circuit Breaker(A): 15 Three Phase Power Requirement: Voltage(VAC): 380 Max Power(VA): 38580 Max Current/Phase(A): 59 Circuit Breaker(A): 80 | Standing System | 3 | Lug | 2P5.08PHNX-F | 304826 | 306130 | 24 | 12 | [6 empty] | YES | NO | NO | 0 | 0 | NO | NO | 4 | LBTS 40V 40A 4CH | 3 |  |  |  | 75000 | 1035661
925484 | System-LBTS22044-0~40V-40/10/1/0.1A-12CH-400V3P-V1 | LBTS | 12 | 220V1P/380V3P | 40 | 40 | 0 | LBTS 40V 40A | LBTS22044 | System-LBTS22044-0~40V-40/10/1/0.1A-12CH-400V3P-V1 Chassis Dimension (inch): 25W45D71H Single Phase Power Requirement: Voltage(VAC): 220 Max Power(VA): 1070 Max Current/Phase(A): 5 Circuit Breaker(A): 15 Three Phase Power Requirement: Voltage(VAC): 400 Max Power(VA): 38580 Max Current/Phase(A): 56 Circuit Breaker(A): 63 | Standing System | 3 | Lug | 2P5.08PHNX-F | 304826 | 306130 | 24 | 12 | [6 empty] | YES | NO | NO | 0 | 0 | NO | NO | 4 | LBTS 40V 40A 4CH | 3 |  |  |  | 75400 | 1035815
925486 | System-LBTS22044-0~40V-40/10/1/0.1A-12CH-480V3P-V1 | LBTS | 12 | 480V3P | 40 | 40 | 0 | LBTS 40V 40A | LBTS22044 | System-LBTS22044-0~40V-40/10/1/0.1A-12CH-480V3P-V1 Chassis Dimension (inch): 25W45D71H Single Phase Power Requirement: Voltage(VAC): 220 Max Power(VA): 1070 Max Current/Phase(A): 5 Circuit Breaker(A): 15 Three Phase Power Requirement: Voltage(VAC): 480 Max Power(VA): 38580 Max Current/Phase(A): 47 Circuit Breaker(A): 63 | Standing System | 3 | Lug | 2P5.08PHNX-F | 304826 | 306130 | 24 | 12 | [6 empty] | YES | NO | NO | 0 | 0 | NO | NO | 4 | LBTS 40V 40A 4CH | 3 |  |  |  | 75400 | 1036216
925488 | System-LBTS22044-4~40V-40/10/1/0.1A-4CH-208V3P-V1 | LBTS | 4 | 208V3P | 40 | 40 | 4 | LBTS 40V 40A | LBTS22044 | System-LBTS22044-4~40V-40/10/1/0.1A-4CH-208V3P-V1 Chassis Dimension (inch): 25W45D71H Three Phase Power Requirement: Voltage(VAC): 208 Max Power(VA): 13200 Max Current/Phase(A): 38 Circuit Breaker(A): 50 | Standing System | 1 | Lug | 2P5.08PHNX-F | 304826 | 306130 | 8 | 4 | [6 empty] | NO | NO | NO | 0 | 0 | NO | NO | 4 | LBTS 40V 40A 4CH | 1 |  |  |  | 32600 | 1036217
925490 | System-LBTS22044-4~40V-40/10/1/0.1A-4CH-380V3P-V1 | LBTS | 4 | 380V3P | 40 | 40 | 4 | LBTS 40V 40A | LBTS22044 | System-LBTS22044-4~40V-40/10/1/0.1A-4CH-380V3P-V1 Chassis Dimension (inch): 25W45D71H Single Phase Power Requirement: Voltage(VAC): 220 Max Power(VA): 340 Max Current/Phase(A): 2 Circuit Breaker(A): 15 Three Phase Power Requirement: Voltage(VAC): 380 Max Power(VA): 12860 Max Current/Phase(A): 20 Circuit Breaker(A): 30 | Standing System | 1 | Lug | 2P5.08PHNX-F | 304826 | 306130 | 8 | 4 | [6 empty] | NO | NO | NO | 0 | 0 | NO | NO | 4 | LBTS 40V 40A 4CH | 1 |  |  |  | 32800 | 1035662
925492 | System-LBTS22044-4~40V-40/10/1/0.1A-4CH-400V3P-V1 | LBTS | 4 | 220V1P/380V3P | 40 | 40 | 4 | LBTS 40V 40A | LBTS22044 | System-LBTS22044-4~40V-40/10/1/0.1A-4CH-400V3P-V1 Chassis Dimension (inch): 25W45D71H Single Phase Power Requirement: Voltage(VAC): 220 Max Power(VA): 340 Max Current/Phase(A): 2 Circuit Breaker(A): 15 Three Phase Power Requirement: Voltage(VAC): 400 Max Power(VA): 12860 Max Current/Phase(A): 19 Circuit Breaker(A): 30 | Standing System | 1 | Lug | 2P5.08PHNX-F | 304826 | 306130 | 8 | 4 | [6 empty] | NO | NO | NO | 0 | 0 | NO | NO | 4 | LBTS 40V 40A 4CH | 1 |  |  |  | 32800 | 1036218
925494 | System-LBTS22044-4~40V-40/10/1/0.1A-4CH-480V3P-V1 | LBTS | 4 | 480V3P | 40 | 40 | 4 | LBTS 40V 40A | LBTS22044 | System-LBTS22044-4~40V-40/10/1/0.1A-4CH-480V3P-V1 Chassis Dimension (inch): 25W45D71H Single Phase Power Requirement: Voltage(VAC): 220 Max Power(VA): 340 Max Current/Phase(A): 2 Circuit Breaker(A): 15 Three Phase Power Requirement: Voltage(VAC): 480 Max Power(VA): 12860 Max Current/Phase(A): 16 Circuit Breaker(A): 20 | Standing System | 1 | Lug | 2P5.08PHNX-F | 304826 | 306130 | 8 | 4 | [6 empty] | NO | NO | NO | 0 | 0 | NO | NO | 4 | LBTS 40V 40A 4CH | 1 |  |  |  | 32800 | 1036219
925496 | System-LBTS22044-4~40V-40/10/1/0.1A-8CH-208V3P-V1 | LBTS | 8 | 208V3P | 40 | 40 | 4 | LBTS 40V 40A | LBTS22044 | System-LBTS22044-4~40V-40/10/1/0.1A-8CH-208V3P-V1 Chassis Dimension (inch): 25W45D71H Three Phase Power Requirement: Voltage(VAC): 208 Max Power(VA): 26400 Max Current/Phase(A): 75 Circuit Breaker(A): 100 | Standing System | 2 | Lug | 2P5.08PHNX-F | 304826 | 306130 | 16 | 8 | [6 empty] | NO | NO | NO | 0 | 0 | NO | NO | 4 | LBTS 40V 40A 4CH | 2 |  |  |  | 53200 | 1036220
925498 | System-LBTS22044-4~40V-40/10/1/0.1A-8CH-380V3P-V1 | LBTS | 8 | 380V3P | 40 | 40 | 4 | LBTS 40V 40A | LBTS22044 | System-LBTS22044-4~40V-40/10/1/0.1A-8CH-380V3P-V1 Chassis Dimension (inch): 25W45D71H Single Phase Power Requirement: Voltage(VAC): 220 Max Power(VA): 640 Max Current/Phase(A): 3 Circuit Breaker(A): 15 Three Phase Power Requirement: Voltage(VAC): 380 Max Power(VA): 25720 Max Current/Phase(A): 40 Circuit Breaker(A): 50 | Standing System | 2 | Lug | 2P5.08PHNX-F | 304826 | 306130 | 16 | 8 | [6 empty] | NO | NO | NO | 0 | 0 | NO | NO | 4 | LBTS 40V 40A 4CH | 2 |  |  |  | 50300 | 1035663
925500 | System-LBTS22044-4~40V-40/10/1/0.1A-8CH-400V3P-V1 | LBTS | 8 | 220V1P/380V3P | 40 | 40 | 4 | LBTS 40V 40A | LBTS22044 | System-LBTS22044-4~40V-40/10/1/0.1A-8CH-400V3P-V1 Chassis Dimension (inch): 25W45D71H Single Phase Power Requirement: Voltage(VAC): 220 Max Power(VA): 640 Max Current/Phase(A): 3 Circuit Breaker(A): 15 Three Phase Power Requirement: Voltage(VAC): 400 Max Power(VA): 25720 Max Current/Phase(A): 38 Circuit Breaker(A): 50 | Standing System | 2 | Lug | 2P5.08PHNX-F | 304826 | 306130 | 16 | 8 | [6 empty] | NO | NO | NO | 0 | 0 | NO | NO | 4 | LBTS 40V 40A 4CH | 2 |  |  |  | 50300 | 1036221
925502 | System-LBTS22044-4~40V-40/10/1/0.1A-8CH-480V3P-V1 | LBTS | 8 | 480V3P | 40 | 40 | 4 | LBTS 40V 40A | LBTS22044 | System-LBTS22044-4~40V-40/10/1/0.1A-8CH-480V3P-V1 Chassis Dimension (inch): 25W45D71H Single Phase Power Requirement: Voltage(VAC): 220 Max Power(VA): 640 Max Current/Phase(A): 3 Circuit Breaker(A): 15 Three Phase Power Requirement: Voltage(VAC): 480 Max Power(VA): 25720 Max Current/Phase(A): 31 Circuit Breaker(A): 50 | Standing System | 2 | Lug | 2P5.08PHNX-F | 304826 | 306130 | 16 | 8 | [6 empty] | NO | NO | NO | 0 | 0 | NO | NO | 4 | LBTS 40V 40A 4CH | 2 |  |  |  | 50300 | 1036222
925504 | System-LBTS22044-4~40V-40/10/1/0.1A-12CH-208V3P-V1 | LBTS | 12 | 208V3P | 40 | 40 | 4 | LBTS 40V 40A | LBTS22044 | System-LBTS22044-4~40V-40/10/1/0.1A-12CH-208V3P-V1 Chassis Dimension (inch): 25W45D71H Three Phase Power Requirement: Voltage(VAC): 208 Max Power(VA): 39600 Max Current/Phase(A): 112 Circuit Breaker(A): 125 | Standing System | 3 | Lug | 2P5.08PHNX-F | 304826 | 306130 | 24 | 12 | [6 empty] | NO | NO | NO | 0 | 0 | NO | NO | 4 | LBTS 40V 40A 4CH | 3 |  |  |  | 74600 | 1036223
925506 | System-LBTS22044-4~40V-40/10/1/0.1A-12CH-380V3P-V1 | LBTS | 12 | 380V3P | 40 | 40 | 4 | LBTS 40V 40A | LBTS22044 | System-LBTS22044-4~40V-40/10/1/0.1A-12CH-380V3P-V1 Chassis Dimension (inch): 25W45D71H Single Phase Power Requirement: Voltage(VAC): 220 Max Power(VA): 980 Max Current/Phase(A): 5 Circuit Breaker(A): 15 Three Phase Power Requirement: Voltage(VAC): 380 Max Power(VA): 38580 Max Current/Phase(A): 59 Circuit Breaker(A): 80 | Standing System | 3 | Lug | 2P5.08PHNX-F | 304826 | 306130 | 24 | 12 | [6 empty] | NO | NO | NO | 0 | 0 | NO | NO | 4 | LBTS 40V 40A 4CH | 3 |  |  |  | 70800 | 1036224
925508 | System-LBTS22044-4~40V-40/10/1/0.1A-12CH-400V3P-V1 | LBTS | 12 | 220V1P/380V3P | 40 | 40 | 4 | LBTS 40V 40A | LBTS22044 | System-LBTS22044-4~40V-40/10/1/0.1A-12CH-400V3P-V1 Chassis Dimension (inch): 25W45D71H Single Phase Power Requirement: Voltage(VAC): 220 Max Power(VA): 980 Max Current/Phase(A): 5 Circuit Breaker(A): 15 Three Phase Power Requirement: Voltage(VAC): 400 Max Power(VA): 38580 Max Current/Phase(A): 56 Circuit Breaker(A): 63 | Standing System | 3 | Lug | 2P5.08PHNX-F | 304826 | 306130 | 24 | 12 | [6 empty] | NO | NO | NO | 0 | 0 | NO | NO | 4 | LBTS 40V 40A 4CH | 3 |  |  |  | 71200 | 1036225
925510 | System-LBTS22044-4~40V-40/10/1/0.1A-12CH-480V3P-V1 | LBTS | 12 | 480V3P | 40 | 40 | 4 | LBTS 40V 40A | LBTS22044 | System-LBTS22044-4~40V-40/10/1/0.1A-12CH-480V3P-V1 Chassis Dimension (inch): 25W45D71H Single Phase Power Requirement: Voltage(VAC): 220 Max Power(VA): 980 Max Current/Phase(A): 5 Circuit Breaker(A): 15 Three Phase Power Requirement: Voltage(VAC): 480 Max Power(VA): 38580 Max Current/Phase(A): 47 Circuit Breaker(A): 63 | Standing System | 3 | Lug | 2P5.08PHNX-F | 304826 | 306130 | 24 | 12 | [6 empty] | NO | NO | NO | 0 | 0 | NO | NO | 4 | LBTS 40V 40A 4CH | 3 |  |  |  | 71200 | 1036226
925512 | System-LBTS22044-4~40V-40/10/1/0.1A-16CH-380V3P-V1 | LBTS | 16 | 380V3P | 40 | 40 | 4 | LBTS 40V 40A | LBTS22044 | System-LBTS22044-4~40V-40/10/1/0.1A-16CH-380V3P-V1 Chassis Dimension (inch): 25W45D71H Single Phase Power Requirement: Voltage(VAC): 220 Max Power(VA): 1280 Max Current/Phase(A): 6 Circuit Breaker(A): 15 Three Phase Power Requirement: Voltage(VAC): 380 Max Power(VA): 51430 Max Current/Phase(A): 79 Circuit Breaker(A): 100 | Standing System | 4 | Lug | 2P5.08PHNX-F | 304826 | 306130 | 32 | 16 | [6 empty] | NO | NO | NO | 0 | 0 | NO | NO | 4 | LBTS 40V 40A 4CH | 4 |  |  |  | 88300 | 1036227
925514 | System-LBTS22044-4~40V-40/10/1/0.1A-16CH-400V3P-V1 | LBTS | 16 | 220V1P/380V3P | 40 | 40 | 4 | LBTS 40V 40A | LBTS22044 | System-LBTS22044-4~40V-40/10/1/0.1A-16CH-400V3P-V1 Chassis Dimension (inch): 25W45D71H Single Phase Power Requirement: Voltage(VAC): 220 Max Power(VA): 1280 Max Current/Phase(A): 6 Circuit Breaker(A): 15 Three Phase Power Requirement: Voltage(VAC): 400 Max Power(VA): 51430 Max Current/Phase(A): 75 Circuit Breaker(A): 100 | Standing System | 4 | Lug | 2P5.08PHNX-F | 304826 | 306130 | 32 | 16 | [6 empty] | NO | NO | NO | 0 | 0 | NO | NO | 4 | LBTS 40V 40A 4CH | 4 |  |  |  | 88300 | 1035842
925516 | System-LBTS22044-4~40V-40/10/1/0.1A-16CH-480V3P-V1 | LBTS | 16 | 480V3P | 40 | 40 | 4 | LBTS 40V 40A | LBTS22044 | System-LBTS22044-4~40V-40/10/1/0.1A-16CH-480V3P-V1 Chassis Dimension (inch): 25W45D71H Single Phase Power Requirement: Voltage(VAC): 220 Max Power(VA): 1280 Max Current/Phase(A): 6 Circuit Breaker(A): 15 Three Phase Power Requirement: Voltage(VAC): 480 Max Power(VA): 51430 Max Current/Phase(A): 62 Circuit Breaker(A): 80 | Standing System | 4 | Lug | 2P5.08PHNX-F | 304826 | 306130 | 32 | 16 | [6 empty] | NO | NO | NO | 0 | 0 | NO | NO | 4 | LBTS 40V 40A 4CH | 4 |  |  |  | 87400 | 1036228
925518 | System-LBTS22044-0~60V-25/10/1/0.1A-4CH-208V3P-V1 | LBTS | 4 | 208V3P | 25 | 60 | 0 | LBTS 60V 25A | LBTS22044 | System-LBTS22044-0~60V-25/10/1/0.1A-4CH-208V3P-V1 Chassis Dimension (inch): 25W45D71H Three Phase Power Requirement: Voltage(VAC): 208 Max Power(VA): 12040 Max Current/Phase(A): 35 Circuit Breaker(A): 50 | Standing System | 1 | Lug | 2P5.08PHNX-F | 304826 | 306130 | 8 | 4 | [6 empty] | YES | NO | NO | 0 | 0 | NO | NO | 4 | LBTS 60V 25A 4CH | 1 |  |  |  | 36700 | 1035664
925520 | System-LBTS22044-0~60V-25/10/1/0.1A-4CH-380V3P-V1 | LBTS | 4 | 380V3P | 25 | 60 | 0 | LBTS 60V 25A | LBTS22044 | System-LBTS22044-0~60V-25/10/1/0.1A-4CH-380V3P-V1 Chassis Dimension (inch): 25W45D71H Single Phase Power Requirement: Voltage(VAC): 220 Max Power(VA): 430 Max Current/Phase(A): 2 Circuit Breaker(A): 15 Three Phase Power Requirement: Voltage(VAC): 380 Max Power(VA): 11610 Max Current/Phase(A): 18 Circuit Breaker(A): 20 | Standing System | 1 | Lug | 2P5.08PHNX-F | 304826 | 306130 | 8 | 4 | [6 empty] | YES | NO | NO | 0 | 0 | NO | NO | 4 | LBTS 60V 25A 4CH | 1 |  |  |  | 36900 | 1036229
925522 | System-LBTS22044-0~60V-25/10/1/0.1A-4CH-400V3P-V1 | LBTS | 4 | 220V1P/380V3P | 25 | 60 | 0 | LBTS 60V 25A | LBTS22044 | System-LBTS22044-0~60V-25/10/1/0.1A-4CH-400V3P-V1 Chassis Dimension (inch): 25W45D71H Single Phase Power Requirement: Voltage(VAC): 220 Max Power(VA): 430 Max Current/Phase(A): 2 Circuit Breaker(A): 15 Three Phase Power Requirement: Voltage(VAC): 400 Max Power(VA): 11610 Max Current/Phase(A): 17 Circuit Breaker(A): 20 | Standing System | 1 | Lug | 2P5.08PHNX-F | 304826 | 306130 | 8 | 4 | [6 empty] | YES | NO | NO | 0 | 0 | NO | NO | 4 | LBTS 60V 25A 4CH | 1 |  |  |  | 36900 | 1036230
925524 | System-LBTS22044-0~60V-25/10/1/0.1A-4CH-480V3P-V1 | LBTS | 4 | 480V3P | 25 | 60 | 0 | LBTS 60V 25A | LBTS22044 | System-LBTS22044-0~60V-25/10/1/0.1A-4CH-480V3P-V1 Chassis Dimension (inch): 25W45D71H Single Phase Power Requirement: Voltage(VAC): 220 Max Power(VA): 430 Max Current/Phase(A): 2 Circuit Breaker(A): 15 Three Phase Power Requirement: Voltage(VAC): 480 Max Power(VA): 11610 Max Current/Phase(A): 14 Circuit Breaker(A): 20 | Standing System | 1 | Lug | 2P5.08PHNX-F | 304826 | 306130 | 8 | 4 | [6 empty] | YES | NO | NO | 0 | 0 | NO | NO | 4 | LBTS 60V 25A 4CH | 1 |  |  |  | 36900 | 1036231
925526 | System-LBTS22044-0~60V-25/10/1/0.1A-8CH-208V3P-V1 | LBTS | 8 | 208V3P | 25 | 60 | 0 | LBTS 60V 25A | LBTS22044 | System-LBTS22044-0~60V-25/10/1/0.1A-8CH-208V3P-V1 Chassis Dimension (inch): 25W45D71H Three Phase Power Requirement: Voltage(VAC): 208 Max Power(VA): 23980 Max Current/Phase(A): 69 Circuit Breaker(A): 80 | Standing System | 2 | Lug | 2P5.08PHNX-F | 304826 | 306130 | 16 | 8 | [6 empty] | YES | NO | NO | 0 | 0 | NO | NO | 4 | LBTS 60V 25A 4CH | 2 |  |  |  | 56400 | 1036232
925528 | System-LBTS22044-0~60V-25/10/1/0.1A-8CH-380V3P-V1 | LBTS | 8 | 380V3P | 25 | 60 | 0 | LBTS 60V 25A | LBTS22044 | System-LBTS22044-0~60V-25/10/1/0.1A-8CH-380V3P-V1 Chassis Dimension (inch): 25W45D71H Single Phase Power Requirement: Voltage(VAC): 220 Max Power(VA): 730 Max Current/Phase(A): 4 Circuit Breaker(A): 15 Three Phase Power Requirement: Voltage(VAC): 380 Max Power(VA): 23220 Max Current/Phase(A): 36 Circuit Breaker(A): 50 | Standing System | 2 | Lug | 2P5.08PHNX-F | 304826 | 306130 | 16 | 8 | [6 empty] | YES | NO | NO | 0 | 0 | NO | NO | 4 | LBTS 60V 25A 4CH | 2 |  |  |  | 54400 | 1035665
925530 | System-LBTS22044-0~60V-25/10/1/0.1A-8CH-400V3P-V1 | LBTS | 8 | 220V1P/380V3P | 25 | 60 | 0 | LBTS 60V 25A | LBTS22044 | System-LBTS22044-0~60V-25/10/1/0.1A-8CH-400V3P-V1 Chassis Dimension (inch): 25W45D71H Single Phase Power Requirement: Voltage(VAC): 220 Max Power(VA): 730 Max Current/Phase(A): 4 Circuit Breaker(A): 15 Three Phase Power Requirement: Voltage(VAC): 400 Max Power(VA): 23220 Max Current/Phase(A): 34 Circuit Breaker(A): 50 | Standing System | 2 | Lug | 2P5.08PHNX-F | 304826 | 306130 | 16 | 8 | [6 empty] | YES | NO | NO | 0 | 0 | NO | NO | 4 | LBTS 60V 25A 4CH | 2 |  |  |  | 54400 | 1035666
925532 | System-LBTS22044-0~60V-25/10/1/0.1A-8CH-480V3P-V1 | LBTS | 8 | 480V3P | 25 | 60 | 0 | LBTS 60V 25A | LBTS22044 | System-LBTS22044-0~60V-25/10/1/0.1A-8CH-480V3P-V1 Chassis Dimension (inch): 25W45D71H Single Phase Power Requirement: Voltage(VAC): 220 Max Power(VA): 730 Max Current/Phase(A): 4 Circuit Breaker(A): 15 Three Phase Power Requirement: Voltage(VAC): 480 Max Power(VA): 23220 Max Current/Phase(A): 28 Circuit Breaker(A): 50 | Standing System | 2 | Lug | 2P5.08PHNX-F | 304826 | 306130 | 16 | 8 | [6 empty] | YES | NO | NO | 0 | 0 | NO | NO | 4 | LBTS 60V 25A 4CH | 2 |  |  |  | 54400 | 1036233
925534 | System-LBTS22044-0~60V-25/10/1/0.1A-12CH-208V3P-V1 | LBTS | 12 | 208V3P | 25 | 60 | 0 | LBTS 60V 25A | LBTS22044 | System-LBTS22044-0~60V-25/10/1/0.1A-12CH-208V3P-V1 Chassis Dimension (inch): 25W45D71H Three Phase Power Requirement: Voltage(VAC): 208 Max Power(VA): 35930 Max Current/Phase(A): 102 Circuit Breaker(A): 125 | Standing System | 3 | Lug | 2P5.08PHNX-F | 304826 | 306130 | 24 | 12 | [6 empty] | YES | NO | NO | 0 | 0 | NO | NO | 4 | LBTS 60V 25A 4CH | 3 |  |  |  | 78700 | 1036234
925536 | System-LBTS22044-0~60V-25/10/1/0.1A-12CH-380V3P-V1 | LBTS | 12 | 380V3P | 25 | 60 | 0 | LBTS 60V 25A | LBTS22044 | System-LBTS22044-0~60V-25/10/1/0.1A-12CH-380V3P-V1 Chassis Dimension (inch): 25W45D71H Single Phase Power Requirement: Voltage(VAC): 220 Max Power(VA): 1070 Max Current/Phase(A): 5 Circuit Breaker(A): 15 Three Phase Power Requirement: Voltage(VAC): 380 Max Power(VA): 34830 Max Current/Phase(A): 53 Circuit Breaker(A): 63 | Standing System | 3 | Lug | 2P5.08PHNX-F | 304826 | 306130 | 24 | 12 | [6 empty] | YES | NO | NO | 0 | 0 | NO | NO | 4 | LBTS 60V 25A 4CH | 3 |  |  |  | 75400 | 1035667
925538 | System-LBTS22044-0~60V-25/10/1/0.1A-12CH-400V3P-V1 | LBTS | 12 | 220V1P/380V3P | 25 | 60 | 0 | LBTS 60V 25A | LBTS22044 | System-LBTS22044-0~60V-25/10/1/0.1A-12CH-400V3P-V1 Chassis Dimension (inch): 25W45D71H Single Phase Power Requirement: Voltage(VAC): 220 Max Power(VA): 1070 Max Current/Phase(A): 5 Circuit Breaker(A): 15 Three Phase Power Requirement: Voltage(VAC): 400 Max Power(VA): 34830 Max Current/Phase(A): 51 Circuit Breaker(A): 63 | Standing System | 3 | Lug | 2P5.08PHNX-F | 304826 | 306130 | 24 | 12 | [6 empty] | YES | NO | NO | 0 | 0 | NO | NO | 4 | LBTS 60V 25A 4CH | 3 |  |  |  | 75400 | 1035668
925540 | System-LBTS22044-0~60V-25/10/1/0.1A-12CH-480V3P-V1 | LBTS | 12 | 480V3P | 25 | 60 | 0 | LBTS 60V 25A | LBTS22044 | System-LBTS22044-0~60V-25/10/1/0.1A-12CH-480V3P-V1 Chassis Dimension (inch): 25W45D71H Single Phase Power Requirement: Voltage(VAC): 220 Max Power(VA): 1070 Max Current/Phase(A): 5 Circuit Breaker(A): 15 Three Phase Power Requirement: Voltage(VAC): 480 Max Power(VA): 34830 Max Current/Phase(A): 42 Circuit Breaker(A): 50 | Standing System | 3 | Lug | 2P5.08PHNX-F | 304826 | 306130 | 24 | 12 | [6 empty] | YES | NO | NO | 0 | 0 | NO | NO | 4 | LBTS 60V 25A 4CH | 3 |  |  |  | 75500 | 1035669
925542 | System-LBTS22044-4~60V-25/10/1/0.1A-4CH-208V3P-V1 | LBTS | 4 | 208V3P | 25 | 60 | 4 | LBTS 60V 25A | LBTS22044 | System-LBTS22044-4~60V-25/10/1/0.1A-4CH-208V3P-V1 Chassis Dimension (inch): 25W45D71H Three Phase Power Requirement: Voltage(VAC): 208 Max Power(VA): 11950 Max Current/Phase(A): 34 Circuit Breaker(A): 50 | Standing System | 1 | Lug | 2P5.08PHNX-F | 304826 | 306130 | 8 | 4 | [6 empty] | NO | NO | NO | 0 | 0 | NO | NO | 4 | LBTS 60V 25A 4CH | 1 |  |  |  | 32600 | 1036235
925544 | System-LBTS22044-4~60V-25/10/1/0.1A-4CH-380V3P-V1 | LBTS | 4 | 380V3P | 25 | 60 | 4 | LBTS 60V 25A | LBTS22044 | System-LBTS22044-4~60V-25/10/1/0.1A-4CH-380V3P-V1 Chassis Dimension (inch): 25W45D71H Single Phase Power Requirement: Voltage(VAC): 220 Max Power(VA): 340 Max Current/Phase(A): 2 Circuit Breaker(A): 15 Three Phase Power Requirement: Voltage(VAC): 380 Max Power(VA): 11610 Max Current/Phase(A): 18 Circuit Breaker(A): 20 | Standing System | 1 | Lug | 2P5.08PHNX-F | 304826 | 306130 | 8 | 4 | [6 empty] | NO | NO | NO | 0 | 0 | NO | NO | 4 | LBTS 60V 25A 4CH | 1 |  |  |  | 32800 | 1036236
925546 | System-LBTS22044-4~60V-25/10/1/0.1A-4CH-400V3P-V1 | LBTS | 4 | 220V1P/380V3P | 25 | 60 | 4 | LBTS 60V 25A | LBTS22044 | System-LBTS22044-4~60V-25/10/1/0.1A-4CH-400V3P-V1 Chassis Dimension (inch): 25W45D71H Single Phase Power Requirement: Voltage(VAC): 220 Max Power(VA): 340 Max Current/Phase(A): 2 Circuit Breaker(A): 15 Three Phase Power Requirement: Voltage(VAC): 400 Max Power(VA): 11610 Max Current/Phase(A): 17 Circuit Breaker(A): 20 | Standing System | 1 | Lug | 2P5.08PHNX-F | 304826 | 306130 | 8 | 4 | [6 empty] | NO | NO | NO | 0 | 0 | NO | NO | 4 | LBTS 60V 25A 4CH | 1 |  |  |  | 32800 | 1035918
925548 | System-LBTS22044-4~60V-25/10/1/0.1A-4CH-480V3P-V1 | LBTS | 4 | 480V3P | 25 | 60 | 4 | LBTS 60V 25A | LBTS22044 | System-LBTS22044-4~60V-25/10/1/0.1A-4CH-480V3P-V1 Chassis Dimension (inch): 25W45D71H Single Phase Power Requirement: Voltage(VAC): 220 Max Power(VA): 340 Max Current/Phase(A): 2 Circuit Breaker(A): 15 Three Phase Power Requirement: Voltage(VAC): 480 Max Power(VA): 11610 Max Current/Phase(A): 14 Circuit Breaker(A): 20 | Standing System | 1 | Lug | 2P5.08PHNX-F | 304826 | 306130 | 8 | 4 | [6 empty] | NO | NO | NO | 0 | 0 | NO | NO | 4 | LBTS 60V 25A 4CH | 1 |  |  |  | 32800 | 1035670
925550 | System-LBTS22044-4~60V-25/10/1/0.1A-8CH-208V3P-V1 | LBTS | 8 | 208V3P | 25 | 60 | 4 | LBTS 60V 25A | LBTS22044 | System-LBTS22044-4~60V-25/10/1/0.1A-8CH-208V3P-V1 Chassis Dimension (inch): 25W45D71H Three Phase Power Requirement: Voltage(VAC): 208 Max Power(VA): 23900 Max Current/Phase(A): 68 Circuit Breaker(A): 80 | Standing System | 2 | Lug | 2P5.08PHNX-F | 304826 | 306130 | 16 | 8 | [6 empty] | NO | NO | NO | 0 | 0 | NO | NO | 4 | LBTS 60V 25A 4CH | 2 |  |  |  | 52300 | 1035671
925552 | System-LBTS22044-4~60V-25/10/1/0.1A-8CH-380V3P-V1 | LBTS | 8 | 380V3P | 25 | 60 | 4 | LBTS 60V 25A | LBTS22044 | System-LBTS22044-4~60V-25/10/1/0.1A-8CH-380V3P-V1 Chassis Dimension (inch): 25W45D71H Single Phase Power Requirement: Voltage(VAC): 220 Max Power(VA): 640 Max Current/Phase(A): 3 Circuit Breaker(A): 15 Three Phase Power Requirement: Voltage(VAC): 380 Max Power(VA): 23220 Max Current/Phase(A): 36 Circuit Breaker(A): 50 | Standing System | 2 | Lug | 2P5.08PHNX-F | 304826 | 306130 | 16 | 8 | [6 empty] | NO | NO | NO | 0 | 0 | NO | NO | 4 | LBTS 60V 25A 4CH | 2 |  |  |  | 50300 | 1036237
925554 | System-LBTS22044-4~60V-25/10/1/0.1A-8CH-400V3P-V1 | LBTS | 8 | 220V1P/380V3P | 25 | 60 | 4 | LBTS 60V 25A | LBTS22044 | System-LBTS22044-4~60V-25/10/1/0.1A-8CH-400V3P-V1 Chassis Dimension (inch): 25W45D71H Single Phase Power Requirement: Voltage(VAC): 220 Max Power(VA): 640 Max Current/Phase(A): 3 Circuit Breaker(A): 15 Three Phase Power Requirement: Voltage(VAC): 400 Max Power(VA): 23220 Max Current/Phase(A): 34 Circuit Breaker(A): 50 | Standing System | 2 | Lug | 2P5.08PHNX-F | 304826 | 306130 | 16 | 8 | [6 empty] | NO | NO | NO | 0 | 0 | NO | NO | 4 | LBTS 60V 25A 4CH | 2 |  |  |  | 50300 | 1036238
925556 | System-LBTS22044-4~60V-25/10/1/0.1A-8CH-480V3P-V1 | LBTS | 8 | 480V3P | 25 | 60 | 4 | LBTS 60V 25A | LBTS22044 | System-LBTS22044-4~60V-25/10/1/0.1A-8CH-480V3P-V1 Chassis Dimension (inch): 25W45D71H Single Phase Power Requirement: Voltage(VAC): 220 Max Power(VA): 640 Max Current/Phase(A): 3 Circuit Breaker(A): 15 Three Phase Power Requirement: Voltage(VAC): 480 Max Power(VA): 23220 Max Current/Phase(A): 28 Circuit Breaker(A): 50 | Standing System | 2 | Lug | 2P5.08PHNX-F | 304826 | 306130 | 16 | 8 | [6 empty] | NO | NO | NO | 0 | 0 | NO | NO | 4 | LBTS 60V 25A 4CH | 2 |  |  |  | 50300 | 1036239
925558 | System-LBTS22044-4~60V-25/10/1/0.1A-12CH-208V3P-V1 | LBTS | 12 | 208V3P | 25 | 60 | 4 | LBTS 60V 25A | LBTS22044 | System-LBTS22044-4~60V-25/10/1/0.1A-12CH-208V3P-V1 Chassis Dimension (inch): 25W45D71H Three Phase Power Requirement: Voltage(VAC): 208 Max Power(VA): 35850 Max Current/Phase(A): 102 Circuit Breaker(A): 125 | Standing System | 3 | Lug | 2P5.08PHNX-F | 304826 | 306130 | 24 | 12 | [6 empty] | NO | NO | NO | 0 | 0 | NO | NO | 4 | LBTS 60V 25A 4CH | 3 |  |  |  | 74600 | 1036240
925560 | System-LBTS22044-4~60V-25/10/1/0.1A-12CH-380V3P-V1 | LBTS | 12 | 380V3P | 25 | 60 | 4 | LBTS 60V 25A | LBTS22044 | System-LBTS22044-4~60V-25/10/1/0.1A-12CH-380V3P-V1 Chassis Dimension (inch): 25W45D71H Single Phase Power Requirement: Voltage(VAC): 220 Max Power(VA): 980 Max Current/Phase(A): 5 Circuit Breaker(A): 15 Three Phase Power Requirement: Voltage(VAC): 380 Max Power(VA): 34830 Max Current/Phase(A): 53 Circuit Breaker(A): 63 | Standing System | 3 | Lug | 2P5.08PHNX-F | 304826 | 306130 | 24 | 12 | [6 empty] | NO | NO | NO | 0 | 0 | NO | NO | 4 | LBTS 60V 25A 4CH | 3 |  |  |  | 71200 | 1035843
925562 | System-LBTS22044-4~60V-25/10/1/0.1A-12CH-400V3P-V1 | LBTS | 12 | 220V1P/380V3P | 25 | 60 | 4 | LBTS 60V 25A | LBTS22044 | System-LBTS22044-4~60V-25/10/1/0.1A-12CH-400V3P-V1 Chassis Dimension (inch): 25W45D71H Single Phase Power Requirement: Voltage(VAC): 220 Max Power(VA): 980 Max Current/Phase(A): 5 Circuit Breaker(A): 15 Three Phase Power Requirement: Voltage(VAC): 400 Max Power(VA): 34830 Max Current/Phase(A): 51 Circuit Breaker(A): 63 | Standing System | 3 | Lug | 2P5.08PHNX-F | 304826 | 306130 | 24 | 12 | [6 empty] | NO | NO | NO | 0 | 0 | NO | NO | 4 | LBTS 60V 25A 4CH | 3 |  |  |  | 71200 | 1035844
925564 | System-LBTS22044-4~60V-25/10/1/0.1A-12CH-480V3P-V1 | LBTS | 12 | 480V3P | 25 | 60 | 4 | LBTS 60V 25A | LBTS22044 | System-LBTS22044-4~60V-25/10/1/0.1A-12CH-480V3P-V1 Chassis Dimension (inch): 25W45D71H Single Phase Power Requirement: Voltage(VAC): 220 Max Power(VA): 980 Max Current/Phase(A): 5 Circuit Breaker(A): 15 Three Phase Power Requirement: Voltage(VAC): 480 Max Power(VA): 34830 Max Current/Phase(A): 42 Circuit Breaker(A): 50 | Standing System | 3 | Lug | 2P5.08PHNX-F | 304826 | 306130 | 24 | 12 | [6 empty] | NO | NO | NO | 0 | 0 | NO | NO | 4 | LBTS 60V 25A 4CH | 3 |  |  |  | 71300 | 1036241
925566 | System-LBTS22044-4~60V-25/10/1/0.1A-16CH-380V3P-V1 | LBTS | 16 | 380V3P | 25 | 60 | 4 | LBTS 60V 25A | LBTS22044 | System-LBTS22044-4~60V-25/10/1/0.1A-16CH-380V3P-V1 Chassis Dimension (inch): 25W45D71H Single Phase Power Requirement: Voltage(VAC): 220 Max Power(VA): 1280 Max Current/Phase(A): 6 Circuit Breaker(A): 15 Three Phase Power Requirement: Voltage(VAC): 380 Max Power(VA): 46430 Max Current/Phase(A): 71 Circuit Breaker(A): 80 | Standing System | 4 | Lug | 2P5.08PHNX-F | 304826 | 306130 | 32 | 16 | [6 empty] | NO | NO | NO | 0 | 0 | NO | NO | 4 | LBTS 60V 25A 4CH | 4 |  |  |  | 87400 | 1036242
925568 | System-LBTS22044-4~60V-25/10/1/0.1A-16CH-400V3P-V1 | LBTS | 16 | 220V1P/380V3P | 25 | 60 | 4 | LBTS 60V 25A | LBTS22044 | System-LBTS22044-4~60V-25/10/1/0.1A-16CH-400V3P-V1 Chassis Dimension (inch): 25W45D71H Single Phase Power Requirement: Voltage(VAC): 220 Max Power(VA): 1280 Max Current/Phase(A): 6 Circuit Breaker(A): 15 Three Phase Power Requirement: Voltage(VAC): 400 Max Power(VA): 46430 Max Current/Phase(A): 68 Circuit Breaker(A): 80 | Standing System | 4 | Lug | 2P5.08PHNX-F | 304826 | 306130 | 32 | 16 | [6 empty] | NO | NO | NO | 0 | 0 | NO | NO | 4 | LBTS 60V 25A 4CH | 4 |  |  |  | 87400 | 1036243
925570 | System-LBTS22044-4~60V-25/10/1/0.1A-16CH-480V3P-V1 | LBTS | 16 | 480V3P | 25 | 60 | 4 | LBTS 60V 25A | LBTS22044 | System-LBTS22044-4~60V-25/10/1/0.1A-16CH-480V3P-V1 Chassis Dimension (inch): 25W45D71H Single Phase Power Requirement: Voltage(VAC): 220 Max Power(VA): 1280 Max Current/Phase(A): 6 Circuit Breaker(A): 15 Three Phase Power Requirement: Voltage(VAC): 480 Max Power(VA): 46430 Max Current/Phase(A): 56 Circuit Breaker(A): 63 | Standing System | 4 | Lug | 2P5.08PHNX-F | 304826 | 306130 | 32 | 16 | [6 empty] | NO | NO | NO | 0 | 0 | NO | NO | 4 | LBTS 60V 25A 4CH | 4 |  |  |  | 87800 | 1035845
925572 | System-LBTS22044-0~80V-20/5/1/0.1A-4CH-208V3P-V1 | LBTS | 4 | 208V3P | 20 | 80 | 0 | LBTS 80V 20A | LBTS22044 | System-LBTS22044-0~80V-20/5/1/0.1A-4CH-208V3P-V1 Chassis Dimension (inch): 25W45D71H Three Phase Power Requirement: Voltage(VAC): 208 Max Power(VA): 12570 Max Current/Phase(A): 36 Circuit Breaker(A): 50 | Standing System | 1 | Lug | 2P5.08PHNX-F | 304826 | 306130 | 8 | 4 | [6 empty] | YES | NO | NO | 0 | 0 | NO | NO | 4 | LBTS 80V 20A 4CH | 1 |  |  |  | 36700 | 1036021
925574 | System-LBTS22044-0~80V-20/5/1/0.1A-4CH-380V3P-V1 | LBTS | 4 | 380V3P | 20 | 80 | 0 | LBTS 80V 20A | LBTS22044 | System-LBTS22044-0~80V-20/5/1/0.1A-4CH-380V3P-V1 Chassis Dimension (inch): 25W45D71H Single Phase Power Requirement: Voltage(VAC): 220 Max Power(VA): 430 Max Current/Phase(A): 2 Circuit Breaker(A): 15 Three Phase Power Requirement: Voltage(VAC): 380 Max Power(VA): 12150 Max Current/Phase(A): 19 Circuit Breaker(A): 30 | Standing System | 1 | Lug | 2P5.08PHNX-F | 304826 | 306130 | 8 | 4 | [6 empty] | YES | NO | NO | 0 | 0 | NO | NO | 4 | LBTS 80V 20A 4CH | 1 |  |  |  | 37000 | 1036244
925576 | System-LBTS22044-0~80V-20/5/1/0.1A-4CH-400V3P-V1 | LBTS | 4 | 220V1P/380V3P | 20 | 80 | 0 | LBTS 80V 20A | LBTS22044 | System-LBTS22044-0~80V-20/5/1/0.1A-4CH-400V3P-V1 Chassis Dimension (inch): 25W45D71H Single Phase Power Requirement: Voltage(VAC): 220 Max Power(VA): 430 Max Current/Phase(A): 2 Circuit Breaker(A): 15 Three Phase Power Requirement: Voltage(VAC): 400 Max Power(VA): 12150 Max Current/Phase(A): 18 Circuit Breaker(A): 20 | Standing System | 1 | Lug | 2P5.08PHNX-F | 304826 | 306130 | 8 | 4 | [6 empty] | YES | NO | NO | 0 | 0 | NO | NO | 4 | LBTS 80V 20A 4CH | 1 |  |  |  | 36900 | 1036245
925578 | System-LBTS22044-0~80V-20/5/1/0.1A-4CH-480V3P-V1 | LBTS | 4 | 480V3P | 20 | 80 | 0 | LBTS 80V 20A | LBTS22044 | System-LBTS22044-0~80V-20/5/1/0.1A-4CH-480V3P-V1 Chassis Dimension (inch): 25W45D71H Single Phase Power Requirement: Voltage(VAC): 220 Max Power(VA): 430 Max Current/Phase(A): 2 Circuit Breaker(A): 15 Three Phase Power Requirement: Voltage(VAC): 480 Max Power(VA): 12150 Max Current/Phase(A): 15 Circuit Breaker(A): 20 | Standing System | 1 | Lug | 2P5.08PHNX-F | 304826 | 306130 | 8 | 4 | [6 empty] | YES | NO | NO | 0 | 0 | NO | NO | 4 | LBTS 80V 20A 4CH | 1 |  |  |  | 36900 | 1036246
925580 | System-LBTS22044-0~80V-20/5/1/0.1A-8CH-208V3P-V1 | LBTS | 8 | 208V3P | 20 | 80 | 0 | LBTS 80V 20A | LBTS22044 | System-LBTS22044-0~80V-20/5/1/0.1A-8CH-208V3P-V1 Chassis Dimension (inch): 25W45D71H Three Phase Power Requirement: Voltage(VAC): 208 Max Power(VA): 25060 Max Current/Phase(A): 72 Circuit Breaker(A): 80 | Standing System | 2 | Lug | 2P5.08PHNX-F | 304826 | 306130 | 16 | 8 | [6 empty] | YES | NO | NO | 0 | 0 | NO | NO | 4 | LBTS 80V 20A 4CH | 2 |  |  |  | 56400 | 1035919
925582 | System-LBTS22044-0~80V-20/5/1/0.1A-8CH-380V3P-V1 | LBTS | 8 | 380V3P | 20 | 80 | 0 | LBTS 80V 20A | LBTS22044 | System-LBTS22044-0~80V-20/5/1/0.1A-8CH-380V3P-V1 Chassis Dimension (inch): 25W45D71H Single Phase Power Requirement: Voltage(VAC): 220 Max Power(VA): 730 Max Current/Phase(A): 4 Circuit Breaker(A): 15 Three Phase Power Requirement: Voltage(VAC): 380 Max Power(VA): 24290 Max Current/Phase(A): 37 Circuit Breaker(A): 50 | Standing System | 2 | Lug | 2P5.08PHNX-F | 304826 | 306130 | 16 | 8 | [6 empty] | YES | NO | NO | 0 | 0 | NO | NO | 4 | LBTS 80V 20A 4CH | 2 |  |  |  | 54400 | 1036316
925584 | System-LBTS22044-0~80V-20/5/1/0.1A-8CH-400V3P-V1 | LBTS | 8 | 220V1P/380V3P | 20 | 80 | 0 | LBTS 80V 20A | LBTS22044 | System-LBTS22044-0~80V-20/5/1/0.1A-8CH-400V3P-V1 Chassis Dimension (inch): 25W45D71H Single Phase Power Requirement: Voltage(VAC): 220 Max Power(VA): 730 Max Current/Phase(A): 4 Circuit Breaker(A): 15 Three Phase Power Requirement: Voltage(VAC): 400 Max Power(VA): 24290 Max Current/Phase(A): 36 Circuit Breaker(A): 50 | Standing System | 2 | Lug | 2P5.08PHNX-F | 304826 | 306130 | 16 | 8 | [6 empty] | YES | NO | NO | 0 | 0 | NO | NO | 4 | LBTS 80V 20A 4CH | 2 |  |  |  | 54400 | 1036247
925586 | System-LBTS22044-0~80V-20/5/1/0.1A-8CH-480V3P-V1 | LBTS | 8 | 480V3P | 20 | 80 | 0 | LBTS 80V 20A | LBTS22044 | System-LBTS22044-0~80V-20/5/1/0.1A-8CH-480V3P-V1 Chassis Dimension (inch): 25W45D71H Single Phase Power Requirement: Voltage(VAC): 220 Max Power(VA): 730 Max Current/Phase(A): 4 Circuit Breaker(A): 15 Three Phase Power Requirement: Voltage(VAC): 480 Max Power(VA): 24290 Max Current/Phase(A): 30 Circuit Breaker(A): 50 | Standing System | 2 | Lug | 2P5.08PHNX-F | 304826 | 306130 | 16 | 8 | [6 empty] | YES | NO | NO | 0 | 0 | NO | NO | 4 | LBTS 80V 20A 4CH | 2 |  |  |  | 54400 | 1035672
925588 | System-LBTS22044-0~80V-20/5/1/0.1A-12CH-208V3P-V1 | LBTS | 12 | 208V3P | 20 | 80 | 0 | LBTS 80V 20A | LBTS22044 | System-LBTS22044-0~80V-20/5/1/0.1A-12CH-208V3P-V1 Chassis Dimension (inch): 25W45D71H Three Phase Power Requirement: Voltage(VAC): 208 Max Power(VA): 37540 Max Current/Phase(A): 107 Circuit Breaker(A): 125 | Standing System | 3 | Lug | 2P5.08PHNX-F | 304826 | 306130 | 24 | 12 | [6 empty] | YES | NO | NO | 0 | 0 | NO | NO | 4 | LBTS 80V 20A 4CH | 3 |  |  |  | 78700 | 1035673
925590 | System-LBTS22044-0~80V-20/5/1/0.1A-12CH-380V3P-V1 | LBTS | 12 | 380V3P | 20 | 80 | 0 | LBTS 80V 20A | LBTS22044 | System-LBTS22044-0~80V-20/5/1/0.1A-12CH-380V3P-V1 Chassis Dimension (inch): 25W45D71H Single Phase Power Requirement: Voltage(VAC): 220 Max Power(VA): 1070 Max Current/Phase(A): 5 Circuit Breaker(A): 15 Three Phase Power Requirement: Voltage(VAC): 380 Max Power(VA): 36430 Max Current/Phase(A): 56 Circuit Breaker(A): 63 | Standing System | 3 | Lug | 2P5.08PHNX-F | 304826 | 306130 | 24 | 12 | [6 empty] | YES | NO | NO | 0 | 0 | NO | NO | 4 | LBTS 80V 20A 4CH | 3 |  |  |  | 75400 | 1035674
925592 | System-LBTS22044-0~80V-20/5/1/0.1A-12CH-400V3P-V1 | LBTS | 12 | 220V1P/380V3P | 20 | 80 | 0 | LBTS 80V 20A | LBTS22044 | System-LBTS22044-0~80V-20/5/1/0.1A-12CH-400V3P-V1 Chassis Dimension (inch): 25W45D71H Single Phase Power Requirement: Voltage(VAC): 220 Max Power(VA): 1070 Max Current/Phase(A): 5 Circuit Breaker(A): 15 Three Phase Power Requirement: Voltage(VAC): 400 Max Power(VA): 36430 Max Current/Phase(A): 53 Circuit Breaker(A): 63 | Standing System | 3 | Lug | 2P5.08PHNX-F | 304826 | 306130 | 24 | 12 | [6 empty] | YES | NO | NO | 0 | 0 | NO | NO | 4 | LBTS 80V 20A 4CH | 3 |  |  |  | 75400 | 1036248
925594 | System-LBTS22044-0~80V-20/5/1/0.1A-12CH-480V3P-V1 | LBTS | 12 | 480V3P | 20 | 80 | 0 | LBTS 80V 20A | LBTS22044 | System-LBTS22044-0~80V-20/5/1/0.1A-12CH-480V3P-V1 Chassis Dimension (inch): 25W45D71H Single Phase Power Requirement: Voltage(VAC): 220 Max Power(VA): 1070 Max Current/Phase(A): 5 Circuit Breaker(A): 15 Three Phase Power Requirement: Voltage(VAC): 480 Max Power(VA): 36430 Max Current/Phase(A): 44 Circuit Breaker(A): 50 | Standing System | 3 | Lug | 2P5.08PHNX-F | 304826 | 306130 | 24 | 12 | [6 empty] | YES | NO | NO | 0 | 0 | NO | NO | 4 | LBTS 80V 20A 4CH | 3 |  |  |  | 75500 | 1036249
925596 | System-LBTS22044-4~80V-20/5/1/0.1A-4CH-208V3P-V1 | LBTS | 4 | 208V3P | 20 | 80 | 4 | LBTS 80V 20A | LBTS22044 | System-LBTS22044-4~80V-20/5/1/0.1A-4CH-208V3P-V1 Chassis Dimension (inch): 25W45D71H Three Phase Power Requirement: Voltage(VAC): 208 Max Power(VA): 12490 Max Current/Phase(A): 36 Circuit Breaker(A): 50 | Standing System | 1 | Lug | 2P5.08PHNX-F | 304826 | 306130 | 8 | 4 | [6 empty] | NO | NO | NO | 0 | 0 | NO | NO | 4 | LBTS 80V 20A 4CH | 1 |  |  |  | 32600 | 1036250
925598 | System-LBTS22044-4~80V-20/5/1/0.1A-4CH-380V3P-V1 | LBTS | 4 | 380V3P | 20 | 80 | 4 | LBTS 80V 20A | LBTS22044 | System-LBTS22044-4~80V-20/5/1/0.1A-4CH-380V3P-V1 Chassis Dimension (inch): 25W45D71H Single Phase Power Requirement: Voltage(VAC): 220 Max Power(VA): 340 Max Current/Phase(A): 2 Circuit Breaker(A): 15 Three Phase Power Requirement: Voltage(VAC): 380 Max Power(VA): 12150 Max Current/Phase(A): 19 Circuit Breaker(A): 30 | Standing System | 1 | Lug | 2P5.08PHNX-F | 304826 | 306130 | 8 | 4 | [6 empty] | NO | NO | NO | 0 | 0 | NO | NO | 4 | LBTS 80V 20A 4CH | 1 |  |  |  | 32800 | 1036251
925600 | System-LBTS22044-4~80V-20/5/1/0.1A-4CH-400V3P-V1 | LBTS | 4 | 220V1P/380V3P | 20 | 80 | 4 | LBTS 80V 20A | LBTS22044 | System-LBTS22044-4~80V-20/5/1/0.1A-4CH-400V3P-V1 Chassis Dimension (inch): 25W45D71H Single Phase Power Requirement: Voltage(VAC): 220 Max Power(VA): 340 Max Current/Phase(A): 2 Circuit Breaker(A): 15 Three Phase Power Requirement: Voltage(VAC): 400 Max Power(VA): 12150 Max Current/Phase(A): 18 Circuit Breaker(A): 20 | Standing System | 1 | Lug | 2P5.08PHNX-F | 304826 | 306130 | 8 | 4 | [6 empty] | NO | NO | NO | 0 | 0 | NO | NO | 4 | LBTS 80V 20A 4CH | 1 |  |  |  | 32800 | 1035846
925602 | System-LBTS22044-4~80V-20/5/1/0.1A-4CH-480V3P-V1 | LBTS | 4 | 480V3P | 20 | 80 | 4 | LBTS 80V 20A | LBTS22044 | System-LBTS22044-4~80V-20/5/1/0.1A-4CH-480V3P-V1 Chassis Dimension (inch): 25W45D71H Single Phase Power Requirement: Voltage(VAC): 220 Max Power(VA): 340 Max Current/Phase(A): 2 Circuit Breaker(A): 15 Three Phase Power Requirement: Voltage(VAC): 480 Max Power(VA): 12150 Max Current/Phase(A): 15 Circuit Breaker(A): 20 | Standing System | 1 | Lug | 2P5.08PHNX-F | 304826 | 306130 | 8 | 4 | [6 empty] | NO | NO | NO | 0 | 0 | NO | NO | 4 | LBTS 80V 20A 4CH | 1 |  |  |  | 32800 | 1036252
925604 | System-LBTS22044-4~80V-20/5/1/0.1A-8CH-208V3P-V1 | LBTS | 8 | 208V3P | 20 | 80 | 4 | LBTS 80V 20A | LBTS22044 | System-LBTS22044-4~80V-20/5/1/0.1A-8CH-208V3P-V1 Chassis Dimension (inch): 25W45D71H Three Phase Power Requirement: Voltage(VAC): 208 Max Power(VA): 24970 Max Current/Phase(A): 71 Circuit Breaker(A): 80 | Standing System | 2 | Lug | 2P5.08PHNX-F | 304826 | 306130 | 16 | 8 | [6 empty] | NO | NO | NO | 0 | 0 | NO | NO | 4 | LBTS 80V 20A 4CH | 2 |  |  |  | 52300 | 1036253
925606 | System-LBTS22044-4~80V-20/5/1/0.1A-8CH-380V3P-V1 | LBTS | 8 | 380V3P | 20 | 80 | 4 | LBTS 80V 20A | LBTS22044 | System-LBTS22044-4~80V-20/5/1/0.1A-8CH-380V3P-V1 Chassis Dimension (inch): 25W45D71H Single Phase Power Requirement: Voltage(VAC): 220 Max Power(VA): 640 Max Current/Phase(A): 3 Circuit Breaker(A): 15 Three Phase Power Requirement: Voltage(VAC): 380 Max Power(VA): 24290 Max Current/Phase(A): 37 Circuit Breaker(A): 50 | Standing System | 2 | Lug | 2P5.08PHNX-F | 304826 | 306130 | 16 | 8 | [6 empty] | NO | NO | NO | 0 | 0 | NO | NO | 4 | LBTS 80V 20A 4CH | 2 |  |  |  | 50300 | 1036254
925608 | System-LBTS22044-4~80V-20/5/1/0.1A-8CH-400V3P-V1 | LBTS | 8 | 220V1P/380V3P | 20 | 80 | 4 | LBTS 80V 20A | LBTS22044 | System-LBTS22044-4~80V-20/5/1/0.1A-8CH-400V3P-V1 Chassis Dimension (inch): 25W45D71H Single Phase Power Requirement: Voltage(VAC): 220 Max Power(VA): 640 Max Current/Phase(A): 3 Circuit Breaker(A): 15 Three Phase Power Requirement: Voltage(VAC): 400 Max Power(VA): 24290 Max Current/Phase(A): 36 Circuit Breaker(A): 50 | Standing System | 2 | Lug | 2P5.08PHNX-F | 304826 | 306130 | 16 | 8 | [6 empty] | NO | NO | NO | 0 | 0 | NO | NO | 4 | LBTS 80V 20A 4CH | 2 |  |  |  | 50300 | 1035675
925610 | System-LBTS22044-4~80V-20/5/1/0.1A-8CH-480V3P-V1 | LBTS | 8 | 480V3P | 20 | 80 | 4 | LBTS 80V 20A | LBTS22044 | System-LBTS22044-4~80V-20/5/1/0.1A-8CH-480V3P-V1 Chassis Dimension (inch): 25W45D71H Single Phase Power Requirement: Voltage(VAC): 220 Max Power(VA): 640 Max Current/Phase(A): 3 Circuit Breaker(A): 15 Three Phase Power Requirement: Voltage(VAC): 480 Max Power(VA): 24290 Max Current/Phase(A): 30 Circuit Breaker(A): 50 | Standing System | 2 | Lug | 2P5.08PHNX-F | 304826 | 306130 | 16 | 8 | [6 empty] | NO | NO | NO | 0 | 0 | NO | NO | 4 | LBTS 80V 20A 4CH | 2 |  |  |  | 50300 | 1036255
925612 | System-LBTS22044-4~80V-20/5/1/0.1A-12CH-208V3P-V1 | LBTS | 12 | 208V3P | 20 | 80 | 4 | LBTS 80V 20A | LBTS22044 | System-LBTS22044-4~80V-20/5/1/0.1A-12CH-208V3P-V1 Chassis Dimension (inch): 25W45D71H Three Phase Power Requirement: Voltage(VAC): 208 Max Power(VA): 37450 Max Current/Phase(A): 107 Circuit Breaker(A): 125 | Standing System | 3 | Lug | 2P5.08PHNX-F | 304826 | 306130 | 24 | 12 | [6 empty] | NO | NO | NO | 0 | 0 | NO | NO | 4 | LBTS 80V 20A 4CH | 3 |  |  |  | 74600 | 1035847
925614 | System-LBTS22044-4~80V-20/5/1/0.1A-12CH-380V3P-V1 | LBTS | 12 | 380V3P | 20 | 80 | 4 | LBTS 80V 20A | LBTS22044 | System-LBTS22044-4~80V-20/5/1/0.1A-12CH-380V3P-V1 Chassis Dimension (inch): 25W45D71H Single Phase Power Requirement: Voltage(VAC): 220 Max Power(VA): 980 Max Current/Phase(A): 5 Circuit Breaker(A): 15 Three Phase Power Requirement: Voltage(VAC): 380 Max Power(VA): 36430 Max Current/Phase(A): 56 Circuit Breaker(A): 63 | Standing System | 3 | Lug | 2P5.08PHNX-F | 304826 | 306130 | 24 | 12 | [6 empty] | NO | NO | NO | 0 | 0 | NO | NO | 4 | LBTS 80V 20A 4CH | 3 |  |  |  | 71200 | 1036256
925616 | System-LBTS22044-4~80V-20/5/1/0.1A-12CH-400V3P-V1 | LBTS | 12 | 220V1P/380V3P | 20 | 80 | 4 | LBTS 80V 20A | LBTS22044 | System-LBTS22044-4~80V-20/5/1/0.1A-12CH-400V3P-V1 Chassis Dimension (inch): 25W45D71H Single Phase Power Requirement: Voltage(VAC): 220 Max Power(VA): 980 Max Current/Phase(A): 5 Circuit Breaker(A): 15 Three Phase Power Requirement: Voltage(VAC): 400 Max Power(VA): 36430 Max Current/Phase(A): 53 Circuit Breaker(A): 63 | Standing System | 3 | Lug | 2P5.08PHNX-F | 304826 | 306130 | 24 | 12 | [6 empty] | NO | NO | NO | 0 | 0 | NO | NO | 4 | LBTS 80V 20A 4CH | 3 |  |  |  | 71200 | 1036257
925618 | System-LBTS22044-4~80V-20/5/1/0.1A-12CH-480V3P-V1 | LBTS | 12 | 480V3P | 20 | 80 | 4 | LBTS 80V 20A | LBTS22044 | System-LBTS22044-4~80V-20/5/1/0.1A-12CH-480V3P-V1 Chassis Dimension (inch): 25W45D71H Single Phase Power Requirement: Voltage(VAC): 220 Max Power(VA): 980 Max Current/Phase(A): 5 Circuit Breaker(A): 15 Three Phase Power Requirement: Voltage(VAC): 480 Max Power(VA): 36430 Max Current/Phase(A): 44 Circuit Breaker(A): 50 | Standing System | 3 | Lug | 2P5.08PHNX-F | 304826 | 306130 | 24 | 12 | [6 empty] | NO | NO | NO | 0 | 0 | NO | NO | 4 | LBTS 80V 20A 4CH | 3 |  |  |  | 71300 | 1036258
925620 | System-LBTS22044-4~80V-20/5/1/0.1A-16CH-380V3P-V1 | LBTS | 16 | 380V3P | 20 | 80 | 4 | LBTS 80V 20A | LBTS22044 | System-LBTS22044-4~80V-20/5/1/0.1A-16CH-380V3P-V1 Chassis Dimension (inch): 25W45D71H Single Phase Power Requirement: Voltage(VAC): 220 Max Power(VA): 1280 Max Current/Phase(A): 6 Circuit Breaker(A): 15 Three Phase Power Requirement: Voltage(VAC): 380 Max Power(VA): 48580 Max Current/Phase(A): 74 Circuit Breaker(A): 100 | Standing System | 4 | Lug | 2P5.08PHNX-F | 304826 | 306130 | 32 | 16 | [6 empty] | NO | NO | NO | 0 | 0 | NO | NO | 4 | LBTS 80V 20A 4CH | 4 |  |  |  | 88300 | 1036259
925622 | System-LBTS22044-4~80V-20/5/1/0.1A-16CH-400V3P-V1 | LBTS | 16 | 220V1P/380V3P | 20 | 80 | 4 | LBTS 80V 20A | LBTS22044 | System-LBTS22044-4~80V-20/5/1/0.1A-16CH-400V3P-V1 Chassis Dimension (inch): 25W45D71H Single Phase Power Requirement: Voltage(VAC): 220 Max Power(VA): 1280 Max Current/Phase(A): 6 Circuit Breaker(A): 15 Three Phase Power Requirement: Voltage(VAC): 400 Max Power(VA): 48580 Max Current/Phase(A): 71 Circuit Breaker(A): 80 | Standing System | 4 | Lug | 2P5.08PHNX-F | 304826 | 306130 | 32 | 16 | [6 empty] | NO | NO | NO | 0 | 0 | NO | NO | 4 | LBTS 80V 20A 4CH | 4 |  |  |  | 87400 | 1036260
925624 | System-LBTS22044-4~80V-20/5/1/0.1A-16CH-480V3P-V1 | LBTS | 16 | 480V3P | 20 | 80 | 4 | LBTS 80V 20A | LBTS22044 | System-LBTS22044-4~80V-20/5/1/0.1A-16CH-480V3P-V1 Chassis Dimension (inch): 25W45D71H Single Phase Power Requirement: Voltage(VAC): 220 Max Power(VA): 1280 Max Current/Phase(A): 6 Circuit Breaker(A): 15 Three Phase Power Requirement: Voltage(VAC): 480 Max Power(VA): 48580 Max Current/Phase(A): 59 Circuit Breaker(A): 80 | Standing System | 4 | Lug | 2P5.08PHNX-F | 304826 | 306130 | 32 | 16 | [6 empty] | NO | NO | NO | 0 | 0 | NO | NO | 4 | LBTS 80V 20A 4CH | 4 |  |  |  | 87400 | 1036261
925626 | System-LBTS22044-0~100V-15/5/1/0.1A-4CH-208V3P-V1 | LBTS | 4 | 208V3P | 15 | 100 | 0 | LBTS 100V 15A | LBTS22044 | System-LBTS22044-0~100V-15/5/1/0.1A-4CH-208V3P-V1 Chassis Dimension (inch): 25W45D71H Three Phase Power Requirement: Voltage(VAC): 208 Max Power(VA): 11680 Max Current/Phase(A): 34 Circuit Breaker(A): 50 | Standing System | 1 | Lug | 2P5.08PHNX-F | 304826 | 306130 | 8 | 4 | [6 empty] | YES | NO | NO | 0 | 0 | NO | NO | 4 | LBTS 100V 15A 4CH | 1 |  |  |  | 36700 | 1036262
925628 | System-LBTS22044-0~100V-15/5/1/0.1A-4CH-380V3P-V1 | LBTS | 4 | 380V3P | 15 | 100 | 0 | LBTS 100V 15A | LBTS22044 | System-LBTS22044-0~100V-15/5/1/0.1A-4CH-380V3P-V1 Chassis Dimension (inch): 25W45D71H Single Phase Power Requirement: Voltage(VAC): 220 Max Power(VA): 430 Max Current/Phase(A): 2 Circuit Breaker(A): 15 Three Phase Power Requirement: Voltage(VAC): 380 Max Power(VA): 11250 Max Current/Phase(A): 18 Circuit Breaker(A): 20 | Standing System | 1 | Lug | 2P5.08PHNX-F | 304826 | 306130 | 8 | 4 | [6 empty] | YES | NO | NO | 0 | 0 | NO | NO | 4 | LBTS 100V 15A 4CH | 1 |  |  |  | 36900 | 1036263
925630 | System-LBTS22044-0~100V-15/5/1/0.1A-4CH-400V3P-V1 | LBTS | 4 | 220V1P/380V3P | 15 | 100 | 0 | LBTS 100V 15A | LBTS22044 | System-LBTS22044-0~100V-15/5/1/0.1A-4CH-400V3P-V1 Chassis Dimension (inch): 25W45D71H Single Phase Power Requirement: Voltage(VAC): 220 Max Power(VA): 430 Max Current/Phase(A): 2 Circuit Breaker(A): 15 Three Phase Power Requirement: Voltage(VAC): 400 Max Power(VA): 11250 Max Current/Phase(A): 17 Circuit Breaker(A): 20 | Standing System | 1 | Lug | 2P5.08PHNX-F | 304826 | 306130 | 8 | 4 | [6 empty] | YES | NO | NO | 0 | 0 | NO | NO | 4 | LBTS 100V 15A 4CH | 1 |  |  |  | 36900 | 1035848
925632 | System-LBTS22044-0~100V-15/5/1/0.1A-4CH-480V3P-V1 | LBTS | 4 | 480V3P | 15 | 100 | 0 | LBTS 100V 15A | LBTS22044 | System-LBTS22044-0~100V-15/5/1/0.1A-4CH-480V3P-V1 Chassis Dimension (inch): 25W45D71H Single Phase Power Requirement: Voltage(VAC): 220 Max Power(VA): 430 Max Current/Phase(A): 2 Circuit Breaker(A): 15 Three Phase Power Requirement: Voltage(VAC): 480 Max Power(VA): 11250 Max Current/Phase(A): 14 Circuit Breaker(A): 20 | Standing System | 1 | Lug | 2P5.08PHNX-F | 304826 | 306130 | 8 | 4 | [6 empty] | YES | NO | NO | 0 | 0 | NO | NO | 4 | LBTS 100V 15A 4CH | 1 |  |  |  | 36900 | 1035849
925634 | System-LBTS22044-0~100V-15/5/1/0.1A-8CH-208V3P-V1 | LBTS | 8 | 208V3P | 15 | 100 | 0 | LBTS 100V 15A | LBTS22044 | System-LBTS22044-0~100V-15/5/1/0.1A-8CH-208V3P-V1 Chassis Dimension (inch): 25W45D71H Three Phase Power Requirement: Voltage(VAC): 208 Max Power(VA): 23270 Max Current/Phase(A): 67 Circuit Breaker(A): 80 | Standing System | 2 | Lug | 2P5.08PHNX-F | 304826 | 306130 | 16 | 8 | [6 empty] | YES | NO | NO | 0 | 0 | NO | NO | 4 | LBTS 100V 15A 4CH | 2 |  |  |  | 56400 | 1035850
925636 | System-LBTS22044-0~100V-15/5/1/0.1A-8CH-380V3P-V1 | LBTS | 8 | 380V3P | 15 | 100 | 0 | LBTS 100V 15A | LBTS22044 | System-LBTS22044-0~100V-15/5/1/0.1A-8CH-380V3P-V1 Chassis Dimension (inch): 25W45D71H Single Phase Power Requirement: Voltage(VAC): 220 Max Power(VA): 730 Max Current/Phase(A): 4 Circuit Breaker(A): 15 Three Phase Power Requirement: Voltage(VAC): 380 Max Power(VA): 22500 Max Current/Phase(A): 35 Circuit Breaker(A): 50 | Standing System | 2 | Lug | 2P5.08PHNX-F | 304826 | 306130 | 16 | 8 | [6 empty] | YES | NO | NO | 0 | 0 | NO | NO | 4 | LBTS 100V 15A 4CH | 2 |  |  |  | 54400 | 1035851
925638 | System-LBTS22044-0~100V-15/5/1/0.1A-8CH-400V3P-V1 | LBTS | 8 | 220V1P/380V3P | 15 | 100 | 0 | LBTS 100V 15A | LBTS22044 | System-LBTS22044-0~100V-15/5/1/0.1A-8CH-400V3P-V1 Chassis Dimension (inch): 25W45D71H Single Phase Power Requirement: Voltage(VAC): 220 Max Power(VA): 730 Max Current/Phase(A): 4 Circuit Breaker(A): 15 Three Phase Power Requirement: Voltage(VAC): 400 Max Power(VA): 22500 Max Current/Phase(A): 33 Circuit Breaker(A): 50 | Standing System | 2 | Lug | 2P5.08PHNX-F | 304826 | 306130 | 16 | 8 | [6 empty] | YES | NO | NO | 0 | 0 | NO | NO | 4 | LBTS 100V 15A 4CH | 2 |  |  |  | 54400 | 1036264
925640 | System-LBTS22044-0~100V-15/5/1/0.1A-8CH-480V3P-V1 | LBTS | 8 | 480V3P | 15 | 100 | 0 | LBTS 100V 15A | LBTS22044 | System-LBTS22044-0~100V-15/5/1/0.1A-8CH-480V3P-V1 Chassis Dimension (inch): 25W45D71H Single Phase Power Requirement: Voltage(VAC): 220 Max Power(VA): 730 Max Current/Phase(A): 4 Circuit Breaker(A): 15 Three Phase Power Requirement: Voltage(VAC): 480 Max Power(VA): 22500 Max Current/Phase(A): 28 Circuit Breaker(A): 50 | Standing System | 2 | Lug | 2P5.08PHNX-F | 304826 | 306130 | 16 | 8 | [6 empty] | YES | NO | NO | 0 | 0 | NO | NO | 4 | LBTS 100V 15A 4CH | 2 |  |  |  | 54400 | 1036265
925642 | System-LBTS22044-0~100V-15/5/1/0.1A-12CH-208V3P-V1 | LBTS | 12 | 208V3P | 15 | 100 | 0 | LBTS 100V 15A | LBTS22044 | System-LBTS22044-0~100V-15/5/1/0.1A-12CH-208V3P-V1 Chassis Dimension (inch): 25W45D71H Three Phase Power Requirement: Voltage(VAC): 208 Max Power(VA): 34860 Max Current/Phase(A): 99 Circuit Breaker(A): 125 | Standing System | 3 | Lug | 2P5.08PHNX-F | 304826 | 306130 | 24 | 12 | [6 empty] | YES | NO | NO | 0 | 0 | NO | NO | 4 | LBTS 100V 15A 4CH | 3 |  |  |  | 78700 | 1036022
925644 | System-LBTS22044-0~100V-15/5/1/0.1A-12CH-380V3P-V1 | LBTS | 12 | 380V3P | 15 | 100 | 0 | LBTS 100V 15A | LBTS22044 | System-LBTS22044-0~100V-15/5/1/0.1A-12CH-380V3P-V1 Chassis Dimension (inch): 25W45D71H Single Phase Power Requirement: Voltage(VAC): 220 Max Power(VA): 1070 Max Current/Phase(A): 5 Circuit Breaker(A): 15 Three Phase Power Requirement: Voltage(VAC): 380 Max Power(VA): 33750 Max Current/Phase(A): 52 Circuit Breaker(A): 63 | Standing System | 3 | Lug | 2P5.08PHNX-F | 304826 | 306130 | 24 | 12 | [6 empty] | YES | NO | NO | 0 | 0 | NO | NO | 4 | LBTS 100V 15A 4CH | 3 |  |  |  | 75400 | 1036023
925646 | System-LBTS22044-0~100V-15/5/1/0.1A-12CH-400V3P-V1 | LBTS | 12 | 220V1P/380V3P | 15 | 100 | 0 | LBTS 100V 15A | LBTS22044 | System-LBTS22044-0~100V-15/5/1/0.1A-12CH-400V3P-V1 Chassis Dimension (inch): 25W45D71H Single Phase Power Requirement: Voltage(VAC): 220 Max Power(VA): 1070 Max Current/Phase(A): 5 Circuit Breaker(A): 15 Three Phase Power Requirement: Voltage(VAC): 400 Max Power(VA): 33750 Max Current/Phase(A): 49 Circuit Breaker(A): 63 | Standing System | 3 | Lug | 2P5.08PHNX-F | 304826 | 306130 | 24 | 12 | [6 empty] | YES | NO | NO | 0 | 0 | NO | NO | 4 | LBTS 100V 15A 4CH | 3 |  |  |  | 75400 | 1036024
925648 | System-LBTS22044-0~100V-15/5/1/0.1A-12CH-480V3P-V1 | LBTS | 12 | 480V3P | 15 | 100 | 0 | LBTS 100V 15A | LBTS22044 | System-LBTS22044-0~100V-15/5/1/0.1A-12CH-480V3P-V1 Chassis Dimension (inch): 25W45D71H Single Phase Power Requirement: Voltage(VAC): 220 Max Power(VA): 1070 Max Current/Phase(A): 5 Circuit Breaker(A): 15 Three Phase Power Requirement: Voltage(VAC): 480 Max Power(VA): 33750 Max Current/Phase(A): 41 Circuit Breaker(A): 50 | Standing System | 3 | Lug | 2P5.08PHNX-F | 304826 | 306130 | 24 | 12 | [6 empty] | YES | NO | NO | 0 | 0 | NO | NO | 4 | LBTS 100V 15A 4CH | 3 |  |  |  | 75500 | 1036266
925650 | System-LBTS22044-4~100V-15/5/1/0.1A-4CH-208V3P-V1 | LBTS | 4 | 208V3P | 15 | 100 | 4 | LBTS 100V 15A | LBTS22044 | System-LBTS22044-4~100V-15/5/1/0.1A-4CH-208V3P-V1 Chassis Dimension (inch): 25W45D71H Three Phase Power Requirement: Voltage(VAC): 208 Max Power(VA): 11590 Max Current/Phase(A): 33 Circuit Breaker(A): 50 | Standing System | 1 | Lug | 2P5.08PHNX-F | 304826 | 306130 | 8 | 4 | [6 empty] | NO | NO | NO | 0 | 0 | NO | NO | 4 | LBTS 100V 15A 4CH | 1 |  |  |  | 32600 | 1036267
925652 | System-LBTS22044-4~100V-15/5/1/0.1A-4CH-380V3P-V1 | LBTS | 4 | 380V3P | 15 | 100 | 4 | LBTS 100V 15A | LBTS22044 | System-LBTS22044-4~100V-15/5/1/0.1A-4CH-380V3P-V1 Chassis Dimension (inch): 25W45D71H Single Phase Power Requirement: Voltage(VAC): 220 Max Power(VA): 340 Max Current/Phase(A): 2 Circuit Breaker(A): 15 Three Phase Power Requirement: Voltage(VAC): 380 Max Power(VA): 11250 Max Current/Phase(A): 18 Circuit Breaker(A): 20 | Standing System | 1 | Lug | 2P5.08PHNX-F | 304826 | 306130 | 8 | 4 | [6 empty] | NO | NO | NO | 0 | 0 | NO | NO | 4 | LBTS 100V 15A 4CH | 1 |  |  |  | 32800 | 1036268
925654 | System-LBTS22044-4~100V-15/5/1/0.1A-4CH-400V3P-V1 | LBTS | 4 | 220V1P/380V3P | 15 | 100 | 4 | LBTS 100V 15A | LBTS22044 | System-LBTS22044-4~100V-15/5/1/0.1A-4CH-400V3P-V1 Chassis Dimension (inch): 25W45D71H Single Phase Power Requirement: Voltage(VAC): 220 Max Power(VA): 340 Max Current/Phase(A): 2 Circuit Breaker(A): 15 Three Phase Power Requirement: Voltage(VAC): 400 Max Power(VA): 11250 Max Current/Phase(A): 17 Circuit Breaker(A): 20 | Standing System | 1 | Lug | 2P5.08PHNX-F | 304826 | 306130 | 8 | 4 | [6 empty] | NO | NO | NO | 0 | 0 | NO | NO | 4 | LBTS 100V 15A 4CH | 1 |  |  |  | 32800 | 1036269
925656 | System-LBTS22044-4~100V-15/5/1/0.1A-4CH-480V3P-V1 | LBTS | 4 | 480V3P | 15 | 100 | 4 | LBTS 100V 15A | LBTS22044 | System-LBTS22044-4~100V-15/5/1/0.1A-4CH-480V3P-V1 Chassis Dimension (inch): 25W45D71H Single Phase Power Requirement: Voltage(VAC): 220 Max Power(VA): 340 Max Current/Phase(A): 2 Circuit Breaker(A): 15 Three Phase Power Requirement: Voltage(VAC): 480 Max Power(VA): 11250 Max Current/Phase(A): 14 Circuit Breaker(A): 20 | Standing System | 1 | Lug | 2P5.08PHNX-F | 304826 | 306130 | 8 | 4 | [6 empty] | NO | NO | NO | 0 | 0 | NO | NO | 4 | LBTS 100V 15A 4CH | 1 |  |  |  | 32800 | 1036270
925658 | System-LBTS22044-4~100V-15/5/1/0.1A-8CH-208V3P-V1 | LBTS | 8 | 208V3P | 15 | 100 | 4 | LBTS 100V 15A | LBTS22044 | System-LBTS22044-4~100V-15/5/1/0.1A-8CH-208V3P-V1 Chassis Dimension (inch): 25W45D71H Three Phase Power Requirement: Voltage(VAC): 208 Max Power(VA): 23180 Max Current/Phase(A): 66 Circuit Breaker(A): 80 | Standing System | 2 | Lug | 2P5.08PHNX-F | 304826 | 306130 | 16 | 8 | [6 empty] | NO | NO | NO | 0 | 0 | NO | NO | 4 | LBTS 100V 15A 4CH | 2 |  |  |  | 52300 | 1035852
925660 | System-LBTS22044-4~100V-15/5/1/0.1A-8CH-380V3P-V1 | LBTS | 8 | 380V3P | 15 | 100 | 4 | LBTS 100V 15A | LBTS22044 | System-LBTS22044-4~100V-15/5/1/0.1A-8CH-380V3P-V1 Chassis Dimension (inch): 25W45D71H Single Phase Power Requirement: Voltage(VAC): 220 Max Power(VA): 640 Max Current/Phase(A): 3 Circuit Breaker(A): 15 Three Phase Power Requirement: Voltage(VAC): 380 Max Power(VA): 22500 Max Current/Phase(A): 35 Circuit Breaker(A): 50 | Standing System | 2 | Lug | 2P5.08PHNX-F | 304826 | 306130 | 16 | 8 | [6 empty] | NO | NO | NO | 0 | 0 | NO | NO | 4 | LBTS 100V 15A 4CH | 2 |  |  |  | 50300 | 1036271
925662 | System-LBTS22044-4~100V-15/5/1/0.1A-8CH-400V3P-V1 | LBTS | 8 | 220V1P/380V3P | 15 | 100 | 4 | LBTS 100V 15A | LBTS22044 | System-LBTS22044-4~100V-15/5/1/0.1A-8CH-400V3P-V1 Chassis Dimension (inch): 25W45D71H Single Phase Power Requirement: Voltage(VAC): 220 Max Power(VA): 640 Max Current/Phase(A): 3 Circuit Breaker(A): 15 Three Phase Power Requirement: Voltage(VAC): 400 Max Power(VA): 22500 Max Current/Phase(A): 33 Circuit Breaker(A): 50 | Standing System | 2 | Lug | 2P5.08PHNX-F | 304826 | 306130 | 16 | 8 | [6 empty] | NO | NO | NO | 0 | 0 | NO | NO | 4 | LBTS 100V 15A 4CH | 2 |  |  |  | 50300 | 1036272
925664 | System-LBTS22044-4~100V-15/5/1/0.1A-8CH-480V3P-V1 | LBTS | 8 | 480V3P | 15 | 100 | 4 | LBTS 100V 15A | LBTS22044 | System-LBTS22044-4~100V-15/5/1/0.1A-8CH-480V3P-V1 Chassis Dimension (inch): 25W45D71H Single Phase Power Requirement: Voltage(VAC): 220 Max Power(VA): 640 Max Current/Phase(A): 3 Circuit Breaker(A): 15 Three Phase Power Requirement: Voltage(VAC): 480 Max Power(VA): 22500 Max Current/Phase(A): 28 Circuit Breaker(A): 50 | Standing System | 2 | Lug | 2P5.08PHNX-F | 304826 | 306130 | 16 | 8 | [6 empty] | NO | NO | NO | 0 | 0 | NO | NO | 4 | LBTS 100V 15A 4CH | 2 |  |  |  | 50300 | 1036273
925666 | System-LBTS22044-4~100V-15/5/1/0.1A-12CH-208V3P-V1 | LBTS | 12 | 208V3P | 15 | 100 | 4 | LBTS 100V 15A | LBTS22044 | System-LBTS22044-4~100V-15/5/1/0.1A-12CH-208V3P-V1 Chassis Dimension (inch): 25W45D71H Three Phase Power Requirement: Voltage(VAC): 208 Max Power(VA): 34770 Max Current/Phase(A): 99 Circuit Breaker(A): 125 | Standing System | 3 | Lug | 2P5.08PHNX-F | 304826 | 306130 | 24 | 12 | [6 empty] | NO | NO | NO | 0 | 0 | NO | NO | 4 | LBTS 100V 15A 4CH | 3 |  |  |  | 74600 | 1036274
925668 | System-LBTS22044-4~100V-15/5/1/0.1A-12CH-380V3P-V1 | LBTS | 12 | 380V3P | 15 | 100 | 4 | LBTS 100V 15A | LBTS22044 | System-LBTS22044-4~100V-15/5/1/0.1A-12CH-380V3P-V1 Chassis Dimension (inch): 25W45D71H Single Phase Power Requirement: Voltage(VAC): 220 Max Power(VA): 980 Max Current/Phase(A): 5 Circuit Breaker(A): 15 Three Phase Power Requirement: Voltage(VAC): 380 Max Power(VA): 33750 Max Current/Phase(A): 52 Circuit Breaker(A): 63 | Standing System | 3 | Lug | 2P5.08PHNX-F | 304826 | 306130 | 24 | 12 | [6 empty] | NO | NO | NO | 0 | 0 | NO | NO | 4 | LBTS 100V 15A 4CH | 3 |  |  |  | 71200 | 1036275
925670 | System-LBTS22044-4~100V-15/5/1/0.1A-12CH-400V3P-V1 | LBTS | 12 | 220V1P/380V3P | 15 | 100 | 4 | LBTS 100V 15A | LBTS22044 | System-LBTS22044-4~100V-15/5/1/0.1A-12CH-400V3P-V1 Chassis Dimension (inch): 25W45D71H Single Phase Power Requirement: Voltage(VAC): 220 Max Power(VA): 980 Max Current/Phase(A): 5 Circuit Breaker(A): 15 Three Phase Power Requirement: Voltage(VAC): 400 Max Power(VA): 33750 Max Current/Phase(A): 49 Circuit Breaker(A): 63 | Standing System | 3 | Lug | 2P5.08PHNX-F | 304826 | 306130 | 24 | 12 | [6 empty] | NO | NO | NO | 0 | 0 | NO | NO | 4 | LBTS 100V 15A 4CH | 3 |  |  |  | 71200 | 1036276
925672 | System-LBTS22044-4~100V-15/5/1/0.1A-12CH-480V3P-V1 | LBTS | 12 | 480V3P | 15 | 100 | 4 | LBTS 100V 15A | LBTS22044 | System-LBTS22044-4~100V-15/5/1/0.1A-12CH-480V3P-V1 Chassis Dimension (inch): 25W45D71H Single Phase Power Requirement: Voltage(VAC): 220 Max Power(VA): 980 Max Current/Phase(A): 5 Circuit Breaker(A): 15 Three Phase Power Requirement: Voltage(VAC): 480 Max Power(VA): 33750 Max Current/Phase(A): 41 Circuit Breaker(A): 50 | Standing System | 3 | Lug | 2P5.08PHNX-F | 304826 | 306130 | 24 | 12 | [6 empty] | NO | NO | NO | 0 | 0 | NO | NO | 4 | LBTS 100V 15A 4CH | 3 |  |  |  | 71300 | 1035676
925674 | System-LBTS22044-4~100V-15/5/1/0.1A-16CH-380V3P-V1 | LBTS | 16 | 380V3P | 15 | 100 | 4 | LBTS 100V 15A | LBTS22044 | System-LBTS22044-4~100V-15/5/1/0.1A-16CH-380V3P-V1 Chassis Dimension (inch): 25W45D71H Single Phase Power Requirement: Voltage(VAC): 220 Max Power(VA): 1280 Max Current/Phase(A): 6 Circuit Breaker(A): 15 Three Phase Power Requirement: Voltage(VAC): 380 Max Power(VA): 45000 Max Current/Phase(A): 69 Circuit Breaker(A): 80 | Standing System | 4 | Lug | 2P5.08PHNX-F | 304826 | 306130 | 32 | 16 | [6 empty] | NO | NO | NO | 0 | 0 | NO | NO | 4 | LBTS 100V 15A 4CH | 4 |  |  |  | 87400 | 1035853
925676 | System-LBTS22044-4~100V-15/5/1/0.1A-16CH-400V3P-V1 | LBTS | 16 | 220V1P/380V3P | 15 | 100 | 4 | LBTS 100V 15A | LBTS22044 | System-LBTS22044-4~100V-15/5/1/0.1A-16CH-400V3P-V1 Chassis Dimension (inch): 25W45D71H Single Phase Power Requirement: Voltage(VAC): 220 Max Power(VA): 1280 Max Current/Phase(A): 6 Circuit Breaker(A): 15 Three Phase Power Requirement: Voltage(VAC): 400 Max Power(VA): 45000 Max Current/Phase(A): 65 Circuit Breaker(A): 80 | Standing System | 4 | Lug | 2P5.08PHNX-F | 304826 | 306130 | 32 | 16 | [6 empty] | NO | NO | NO | 0 | 0 | NO | NO | 4 | LBTS 100V 15A 4CH | 4 |  |  |  | 87400 | 1035854
925678 | System-LBTS22044-4~100V-15/5/1/0.1A-16CH-480V3P-V1 | LBTS | 16 | 480V3P | 15 | 100 | 4 | LBTS 100V 15A | LBTS22044 | System-LBTS22044-4~100V-15/5/1/0.1A-16CH-480V3P-V1 Chassis Dimension (inch): 25W45D71H Single Phase Power Requirement: Voltage(VAC): 220 Max Power(VA): 1280 Max Current/Phase(A): 6 Circuit Breaker(A): 15 Three Phase Power Requirement: Voltage(VAC): 480 Max Power(VA): 45000 Max Current/Phase(A): 55 Circuit Breaker(A): 63 | Standing System | 4 | Lug | 2P5.08PHNX-F | 304826 | 306130 | 32 | 16 | [6 empty] | NO | NO | NO | 0 | 0 | NO | NO | 4 | LBTS 100V 15A 4CH | 4 |  |  |  | 87800 | 1036277
925686 | System-SPTT-Testing/Formation/Grading Machine-5V5A-336CH-18650 Cell-380~480V3P_220V1P-V2 | Formation | 336 | 220V1P/380V3P/400V3P/480V3P | 5 | 5 |  |  |  | System-SPTT-Testing/Formation/Grading Machine-5V5A-336CH-18650 Cell-380~480V3P_220V1P-V2 |  | 1 | [25 empty] | 80490 | 1039216
925714 | (no tray)System-SPTT-Testing/Formation/Grading Machine-5V5A-336CH-18650 Cell-380~480V3P_220V1P-V2 | Formation | 0 | 220V1P/380V3P/400V3P/480V3P | 5 | 5 |  |  |  | (no tray)System-SPTT-Testing/Formation/Grading Machine-5V5A-336CH-18650 Cell-380~480V3P_220V1P-V2 |  | 1 | [25 empty] | 40350 | 1043522
925718 | Battery Tray-84CH-21P4S-18650 cell-(for system PN 925714) | Formation(temp disabled) | 84 | [6 empty] | Battery Tray-84CH-21P4S-18650 cell-(for system PN 925714) |  | 1 | [25 empty] | 10035 | 1043623
925720 | SYSTEM-RBT42082H-(8~30)V-75A/10A-2.25KW8CH-18KW-(440~520)V3P/(200~240)V1P-NS-Expandable | RBT4 | 8 | 480V3P | 75 | 30 | 8 | RBT4 30V 75A |  | SYSTEM-RBT42082H-(8~30)V-75A/10A-2.25KW8CH-18KW-(440~520)V3P/(200~240)V1P-NS-Expandable Chassis Dimension (inch): 25W45D71H Single Phase Power Requirement: Voltage(VAC): 200~240 Max Power(VA): 2000 Max Current/Phase(A): 10 Circuit Breaker(A): 15 Three Phase Power Requirement: Voltage(VAC): 440~520 Max Power(VA): 22500 Max Current/Phase(A): 28 Circuit Breaker(A): 32 | Standing System | 1 | 4P15PHNX-F | 3P5.08PHNX-F | 450400 | 306154 | 4 | 8 | [6 empty] | NO | YES | NO | 0 | 0 | NO | NO | 2 | RBT4 30V 75A 8CH | 1 |  |  |  | 49326 | 1044024
925722 | SYSTEM-RBT42082H-(8~30)V-75A/10A-2.25KW16CH-36KW-(440~520)V3P/(200~240)V1P-NS | RBT4 | 16 | 480V3P | 75 | 30 | 8 | RBT4 30V 75A |  | SYSTEM-RBT42082H-(8~30)V-75A/10A-2.25KW16CH-36KW-(440~520)V3P/(200~240)V1P-NS Chassis Dimension (inch): 25W45D71H Single Phase Power Requirement: Voltage(VAC): 200~240 Max Power(VA): 2000 Max Current/Phase(A): 10 Circuit Breaker(A): 15 Three Phase Power Requirement: Voltage(VAC): 440~520 Max Power(VA): 45000 Max Current/Phase(A): 55 Circuit Breaker(A): 63 | Standing System | 2 | 4P15PHNX-F | 3P5.08PHNX-F | 450400 | 306154 | 8 | 16 | [6 empty] | NO | YES | NO | 0 | 0 | NO | NO | 2 | RBT4 30V 75A 8CH | 2 |  |  |  | 82752 | 1043625
925724 | SYSTEM-RBT42082H-(0~30)V-75A/10A-2.25KW8CH-18KW-(440~520)V3P/(200~240)V1P-NS-Expandable | RBT4 | 8 | 480V3P | 75 | 30 | 0 | RBT4 30V 75A |  | SYSTEM-RBT42082H-(0~30)V-75A/10A-2.25KW8CH-18KW-(440~520)V3P/(200~240)V1P-NS-Expandable Chassis Dimension (inch): 25W45D71H Single Phase Power Requirement: Voltage(VAC): 200~240 Max Power(VA): 2000 Max Current/Phase(A): 10 Circuit Breaker(A): 15 Three Phase Power Requirement: Voltage(VAC): 440~520 Max Power(VA): 34200 Max Current/Phase(A): 42 Circuit Breaker(A): 50 | Standing System | 1 | 4P15PHNX-F | 3P5.08PHNX-F | 450400 | 306154 | 4 | 8 | [6 empty] | YES | YES | NO | 0 | 0 | NO | NO | 2 | RBT4 30V 75A 8CH | 1 |  |  |  | 55039 | 1043724
925726 | SYSTEM-RBT42082H-(0~30)V-75A/10A-2.25KW16CH-36KW-(440~520)V3P/(200~240)V1P-NS | RBT4 | 16 | 480V3P | 75 | 30 | 0 | RBT4 30V 75A |  | SYSTEM-RBT42082H-(0~30)V-75A/10A-2.25KW16CH-36KW-(440~520)V3P/(200~240)V1P-NS Chassis Dimension (inch): 25W45D71H Single Phase Power Requirement: Voltage(VAC): 200~240 Max Power(VA): 2000 Max Current/Phase(A): 10 Circuit Breaker(A): 15 Three Phase Power Requirement: Voltage(VAC): 440~520 Max Power(VA): 68400 Max Current/Phase(A): 83 Circuit Breaker(A): 100 | Standing System | 2 | 4P15PHNX-F | 3P5.08PHNX-F | 450400 | 306154 | 8 | 16 | [6 empty] | YES | YES | NO | 0 | 0 | NO | NO | 2 | RBT4 30V 75A 8CH | 2 |  |  |  | 94078 | 1043626
925728 | SYSTEM-RBT42082H-(8~40)V-75A/10A-3KW8CH-24KW(PM+)/22KW(PM-)-(440~520)V3P/(200~240)V1P-NS-Expandable | RBT4 | 8 | 480V3P | 75 | 40 | 8 | RBT4 40V 75A |  | SYSTEM-RBT42082H-(8~40)V-75A/10A-3KW8CH-24KW-(440~520)V3P/(200~240)V1P-NS-Expandable Chassis Dimension (inch): 25W45D71H Single Phase Power Requirement: Voltage(VAC): 200~240 Max Power(VA): 2000 Max Current/Phase(A): 10 Circuit Breaker(A): 15 Three Phase Power Requirement: Voltage(VAC): 440~520 Max Power(VA): 29650 Max Current/Phase(A): 36 Circuit Breaker(A): 50 | Standing System | 1 | 4P15PHNX-F | 3P5.08PHNX-F | 450400 | 306154 | 4 | 8 | [6 empty] | NO | YES | NO | 0 | 0 | NO | NO | 2 | RBT4 40V 75A 8CH | 1 |  |  |  | 49326 | 1043725
925730 | SYSTEM-RBT42082H-(8~40)V-75A/10A-3KW16CH-48KW(PM+)/44KW(PM-)-(440~520)V3P/(200~240)V1P-NS | RBT4 | 16 | 480V3P | 75 | 40 | 8 | RBT4 40V 75A |  | SYSTEM-RBT42082H-(8~40)V-75A/10A-3KW16CH-48KW-(440~520)V3P/(200~240)V1P-NS Chassis Dimension (inch): 25W45D71H Single Phase Power Requirement: Voltage(VAC): 200~240 Max Power(VA): 2000 Max Current/Phase(A): 10 Circuit Breaker(A): 15 Three Phase Power Requirement: Voltage(VAC): 440~520 Max Power(VA): 59300 Max Current/Phase(A): 72 Circuit Breaker(A): 80 | Standing System | 2 | 4P15PHNX-F | 3P5.08PHNX-F | 450400 | 306154 | 8 | 16 | [6 empty] | NO | YES | NO | 0 | 0 | NO | NO | 2 | RBT4 40V 75A 8CH | 2 |  |  |  | 82752 | 1043726
925732 | SYSTEM-RBT42082H-(0~40)V-75A/10A-3KW8CH-24KW-(440~520)V3P/(200~240)V1P-NS-Expandable | RBT4 | 8 | 480V3P | 75 | 40 | 0 | RBT4 40V 75A |  | SYSTEM-RBT42082H-(0~40)V-75A/10A-3KW8CH-24KW-(440~520)V3P/(200~240)V1P-NS-Expandable Chassis Dimension (inch): 25W45D71H Single Phase Power Requirement: Voltage(VAC): 200~240 Max Power(VA): 2000 Max Current/Phase(A): 10 Circuit Breaker(A): 15 Three Phase Power Requirement: Voltage(VAC): 440~520 Max Power(VA): 41250 Max Current/Phase(A): 50 Circuit Breaker(A): 63 | Standing System | 1 | 4P15PHNX-F | 3P5.08PHNX-F | 450400 | 306154 | 4 | 8 | [6 empty] | YES | YES | NO | 0 | 0 | NO | NO | 2 | RBT4 40V 75A 8CH | 1 |  |  |  | 62739 | 1043727
925734 | SYSTEM-RBT42082H-(0~40)V-75A/10A-3KW16CH-48KW-(440~520)V3P/(200~240)V1P-NS | RBT4 | 16 | 480V3P | 75 | 40 | 0 | RBT4 40V 75A |  | SYSTEM-RBT42082H-(0~40)V-75A/10A-3KW16CH-48KW-(440~520)V3P/(200~240)V1P-NS Chassis Dimension (inch): 25W45D71H Single Phase Power Requirement: Voltage(VAC): 200~240 Max Power(VA): 2000 Max Current/Phase(A): 10 Circuit Breaker(A): 15 Three Phase Power Requirement: Voltage(VAC): 440~520 Max Power(VA): 82500 Max Current/Phase(A): 100 Circuit Breaker(A): 125 | Standing System | 2 | 4P15PHNX-F | 3P5.08PHNX-F | 450400 | 306154 | 8 | 16 | [6 empty] | YES | YES | NO | 0 | 0 | NO | NO | 2 | RBT4 40V 75A 8CH | 2 |  |  |  | 109078 | 1043627
925736 | SYSTEM-RBT42082H-(8~60)V-75A/10A-4.5KW8CH-36KW(PM+)/33KW(PM-)-(440~520)V3P/(200~240)V1P-NS-Expandable | RBT4 | 8 | 480V3P | 75 | 60 | 8 | RBT4 60V 75A |  | SYSTEM-RBT42082H-(8~60)V-75A/10A-4.5KW8CH-36KW-(440~520)V3P/(200~240)V1P-NS-Expandable Chassis Dimension (inch): 25W45D71H Single Phase Power Requirement: Voltage(VAC): 200~240 Max Power(VA): 2000 Max Current/Phase(A): 10 Circuit Breaker(A): 15 Three Phase Power Requirement: Voltage(VAC): 440~520 Max Power(VA): 44000 Max Current/Phase(A): 53 Circuit Breaker(A): 63 | Standing System | 1 | 4P15PHNX-F | 3P5.08PHNX-F | 450400 | 306154 | 4 | 8 | [6 empty] | NO | YES | NO | 0 | 0 | NO | NO | 2 | RBT4 60V 75A 8CH | 1 |  |  |  | 55039 | 1043728
925738 | SYSTEM-RBT42082H-(8~60)V-75A/10A-4.5KW16CH-72KW(PM+)/66KW(PM-)-(440~520)V3P/(200~240)V1P-NS | RBT4 | 16 | 480V3P | 75 | 60 | 8 | RBT4 60V 75A |  | SYSTEM-RBT42082H-(8~60)V-75A/10A-4.5KW16CH-72KW-(440~520)V3P/(200~240)V1P-NS Chassis Dimension (inch): 25W45D71H Single Phase Power Requirement: Voltage(VAC): 200~240 Max Power(VA): 2000 Max Current/Phase(A): 10 Circuit Breaker(A): 15 Three Phase Power Requirement: Voltage(VAC): 440~520 Max Power(VA): 88000 Max Current/Phase(A): 106 Circuit Breaker(A): 125 | Standing System | 2 | 4P15PHNX-F | 3P5.08PHNX-F | 450400 | 306154 | 8 | 16 | [6 empty] | NO | YES | NO | 0 | 0 | NO | NO | 2 | RBT4 60V 75A 8CH | 2 |  |  |  | 94078 | 1043729
925740 | SYSTEM-RBT42082H-(0~60)V-75A/10A-4.5KW8CH-36KW-(440~520)V3P/(200~240)V1P-NS | RBT4 | 8 | 480V3P | 75 | 60 | 0 | RBT4 60V 75A |  | SYSTEM-RBT42082H-(0~60)V-75A/10A-4.5KW8CH-36KW-(440~520)V3P/(200~240)V1P-NS-Expandable Chassis Dimension (inch): 25W45D71H Single Phase Power Requirement: Voltage(VAC): 200~240 Max Power(VA): 2000 Max Current/Phase(A): 10 Circuit Breaker(A): 15 Three Phase Power Requirement: Voltage(VAC): 440~520 Max Power(VA): 55600 Max Current/Phase(A): 67 Circuit Breaker(A): 80 | Standing System | 1 | 4P15PHNX-F | 3P5.08PHNX-F | 450400 | 306154 | 4 | 8 | [6 empty] | YES | YES | NO | 0 | 0 | NO | NO | 2 | RBT4 60V 75A 8CH | 1 |  |  |  | 60752 | 1043730
925742 | SYSTEM-RBT42082H-(0~60)V-75A/10A-4.5KW16CH-58KW(PM+)/48KW(PM-)-(440~520)V3P/(200~240)V1P-NS | RBT4(temp disabled) | 16 | 480V3P | 75 | 60 | 0 | RBT4 60V 75A |  | SYSTEM-RBT42082H-(0~60)V-75A/10A-4.5KW16CH-72KW-(440~520)V3P/(200~240)V1P-NS Chassis Dimension (inch): 25W45D71H Single Phase Power Requirement: Voltage(VAC): 200~240 Max Power(VA): 2000 Max Current/Phase(A): 10 Circuit Breaker(A): 15 Three Phase Power Requirement: Voltage(VAC): 440~520 Max Power(VA): 111200 Max Current/Phase(A): 134 Circuit Breaker(A): 160 | Standing System | 2 | 4P15PHNX-F | 3P5.08PHNX-F | 450400 | 306154 | 8 | 16 | [6 empty] | YES | YES | NO | 0 | 0 | NO | NO | 2 | [5 empty] | 105104 | 1043731
925744 | SYSTEM-RBT42082H-(8~100)V-75A/10A-7.5KW8CH-60KW(PM+)/55KW(PM-)-(440~520)V3P/(200~240)V1P-NS | RBT4 | 8 | 480V3P | 75 | 100 | 8 | RBT4 100V 75A |  | SYSTEM-RBT42082H-(8~100)V-75A/10A-7.5KW8CH-60KW-(440~520)V3P/(200~240)V1P-NS Chassis Dimension (inch): 25W45D71H Single Phase Power Requirement: Voltage(VAC): 200~240 Max Power(VA): 2000 Max Current/Phase(A): 10 Circuit Breaker(A): 15 Three Phase Power Requirement: Voltage(VAC): 440~520 Max Power(VA): 71500 Max Current/Phase(A): 86 Circuit Breaker(A): 100 | Standing System | 1 | 4P15PHNX-F | 3P5.08PHNX-F | 450400 | 306154 | 4 | 8 | [6 empty] | NO | YES | NO | 0 | 0 | NO | NO | 2 | RBT4 100V 75A 8CH | 1 |  |  |  | 62739 | 1043628
925746 | SYSTEM-RBT42082H-(0~100)V-75A/10A-7.5KW8CH-60KW(PM+)/57KW(PM-)-(440~520)V3P/(200~240)V1P-NS | RBT4 | 8 | 480V3P | 75 | 100 | 0 | RBT4 100V 75A |  | SYSTEM-RBT42082H-(0~100)V-75A/10A-7.5KW8CH-60KW-(440~520)V3P/(200~240)V1P-NS Chassis Dimension (inch): 25W45D71H Single Phase Power Requirement: Voltage(VAC): 200~240 Max Power(VA): 2000 Max Current/Phase(A): 10 Circuit Breaker(A): 15 Three Phase Power Requirement: Voltage(VAC): 440~520 Max Power(VA): 83500 Max Current/Phase(A): 101 Circuit Breaker(A): 125 | Standing System | 1 | 4P15PHNX-F | 3P5.08PHNX-F | 450400 | 306154 | 4 | 8 | [6 empty] | YES | YES | NO | 0 | 0 | NO | NO | 2 | RBT4 100V 75A 8CH | 1 |  |  |  | 76052 | 1043629
925748 | SYSTEM-RBT42082H-(8~200)V-75A/10A-15KW8CH-96KW(PM+)/88KW(PM-)-(440~520)V3P/(200~240)V1P-NS | RBT4(temp disabled) | 8 | 480V3P | 75 | 200 | 8 | RBT4 200V 75A |  | SYSTEM-RBT42082H-(8~200)V-75A/10A-15KW8CH-120KW-(440~520)V3P/(200~240)V1P-NS Chassis Dimension (inch): 25W45D71H Single Phase Power Requirement: Voltage(VAC): 200~240 Max Power(VA): 2000 Max Current/Phase(A): 10 Circuit Breaker(A): 15 Three Phase Power Requirement: Voltage(VAC): 440~520 Max Power(VA): 133500 Max Current/Phase(A): 161 Circuit Breaker(A): 200 | Standing System | 1 | 4P15PHNX-F | 3P5.08PHNX-F | 450400 | 306154 | 4 | 8 | [6 empty] | NO | YES | NO | 0 | 0 | NO | NO | 2 | [5 empty] | 89365 | 1043630
925750 | SYSTEM-RBT42082H-(0~200)V-75A/10A-15KW8CH-90KW(PM+)/80KW(PM-)-(440~520)V3P/(200~240)V1P-NS | RBT4(temp disabled) | 8 | 480V3P | 75 | 200 | 0 | RBT4 200V 75A |  | SYSTEM-RBT42082H-(0~200)V-75A/10A-15KW8CH-120KW-(440~520)V3P/(200~240)V1P-NS Chassis Dimension (inch): 25W45D71H Single Phase Power Requirement: Voltage(VAC): 200~240 Max Power(VA): 2000 Max Current/Phase(A): 10 Circuit Breaker(A): 15 Three Phase Power Requirement: Voltage(VAC): 440~520 Max Power(VA): 150000 Max Current/Phase(A): 181 Circuit Breaker(A): 200 | Standing System | 1 | 4P15PHNX-F | 3P5.08PHNX-F | 450400 | 306154 | 4 | 8 | [6 empty] | YES | YES | NO | 0 | 0 | NO | NO | 2 | [5 empty] | 95078 | 1043732
925752 | SYSTEM-RBT42043H-(8~30)V-150A/75A/10A-4.5KW4CH-18KW-(440~520)V3P/(200~240)V1P-NS-Expandable | RBT4 | 4 | 480V3P | 150 | 30 | 8 | RBT4 30V 150A |  | SYSTEM-RBT42043H-(8~30)V-150A/75A/10A-4.5KW4CH-18KW-(440~520)V3P/(200~240)V1P-NS-Expandable Chassis Dimension (inch): 25W45D71H Single Phase Power Requirement: Voltage(VAC): 200~240 Max Power(VA): 2000 Max Current/Phase(A): 10 Circuit Breaker(A): 15 Three Phase Power Requirement: Voltage(VAC): 440~520 Max Power(VA): 22500 Max Current/Phase(A): 28 Circuit Breaker(A): 32 | Standing System | 1 | 4P15PHNX-F | 3P5.08PHNX-F | 450400 | 306154 | 4 | 4 | [6 empty] | NO | YES | NO | 0 | 0 | NO | NO | 3 | RBT4 30V 150A 4CH | 1 |  |  |  | 49326 | 1043824
925754 | SYSTEM-RBT42043H-(8~30)V-150A/75A/10A-4.5KW8CH-36KW-(440~520)V3P/(200~240)V1P-NS | RBT4 | 8 | 480V3P | 150 | 30 | 8 | RBT4 30V 150A |  | SYSTEM-RBT42043H-(8~30)V-150A/75A/10A-4.5KW8CH-36KW-(440~520)V3P/(200~240)V1P-NS Chassis Dimension (inch): 25W45D71H Single Phase Power Requirement: Voltage(VAC): 200~240 Max Power(VA): 2000 Max Current/Phase(A): 10 Circuit Breaker(A): 15 Three Phase Power Requirement: Voltage(VAC): 440~520 Max Power(VA): 45000 Max Current/Phase(A): 55 Circuit Breaker(A): 63 | Standing System | 2 | 4P15PHNX-F | 3P5.08PHNX-F | 450400 | 306154 | 8 | 8 | [6 empty] | NO | YES | NO | 0 | 0 | NO | NO | 3 | RBT4 30V 150A 4CH | 2 |  |  |  | 82752 | 1043631
925756 | SYSTEM-RBT42043H-(0~30)V-150A/75A/10A-4.5KW4CH-18KW-(440~520)V3P/(200~240)V1P-NS-Expandable | RBT4 | 4 | 480V3P | 150 | 30 | 0 | RBT4 30V 150A |  | SYSTEM-RBT42043H-(0~30)V-150A/75A/10A-4.5KW4CH-18KW-(440~520)V3P/(200~240)V1P-NS-Expandable Chassis Dimension (inch): 25W45D71H Single Phase Power Requirement: Voltage(VAC): 200~240 Max Power(VA): 2000 Max Current/Phase(A): 10 Circuit Breaker(A): 15 Three Phase Power Requirement: Voltage(VAC): 440~520 Max Power(VA): 34200 Max Current/Phase(A): 42 Circuit Breaker(A): 50 | Standing System | 1 | 4P15PHNX-F | 3P5.08PHNX-F | 450400 | 306154 | 4 | 4 | [6 empty] | YES | YES | NO | 0 | 0 | NO | NO | 3 | RBT4 30V 150A 4CH | 1 |  |  |  | 55039 | 1043733
925758 | SYSTEM-RBT42043H-(0~30)V-150A/75A/10A-4.5KW8CH-36KW-(440~520)V3P/(200~240)V1P-NS | RBT4 | 8 | 480V3P | 150 | 30 | 0 | RBT4 30V 150A |  | SYSTEM-RBT42043H-(0~30)V-150A/75A/10A-4.5KW8CH-36KW-(440~520)V3P/(200~240)V1P-NS Chassis Dimension (inch): 25W45D71H Single Phase Power Requirement: Voltage(VAC): 200~240 Max Power(VA): 2000 Max Current/Phase(A): 10 Circuit Breaker(A): 15 Three Phase Power Requirement: Voltage(VAC): 440~520 Max Power(VA): 68400 Max Current/Phase(A): 83 Circuit Breaker(A): 100 | Standing System | 2 | 4P15PHNX-F | 3P5.08PHNX-F | 450400 | 306154 | 8 | 8 | [6 empty] | YES | YES | NO | 0 | 0 | NO | NO | 3 | RBT4 30V 150A 4CH | 2 |  |  |  | 94078 | 1043734
925760 | SYSTEM-RBT42043H-(8~40)V-150A/75A/10A-6KW4CH-24KW(PM+)/22KW(PM-)-(440~520)V3P/(200~240)V1P-NS-Expandable | RBT4 | 4 | 480V3P | 150 | 40 | 8 | RBT4 40V 150A |  | SYSTEM-RBT42043H-(8~40)V-150A/75A/10A-6KW4CH-24KW-(440~520)V3P/(200~240)V1P-NS-Expandable Chassis Dimension (inch): 25W45D71H Single Phase Power Requirement: Voltage(VAC): 200~240 Max Power(VA): 2000 Max Current/Phase(A): 10 Circuit Breaker(A): 15 Three Phase Power Requirement: Voltage(VAC): 440~520 Max Power(VA): 29650 Max Current/Phase(A): 36 Circuit Breaker(A): 50 | Standing System | 1 | 4P15PHNX-F | 3P5.08PHNX-F | 450400 | 306154 | 4 | 4 | [6 empty] | NO | YES | NO | 0 | 0 | NO | NO | 3 | RBT4 40V 150A 4CH | 1 |  |  |  | 49326 | 1043735
925762 | SYSTEM-RBT42043H-(8~40)V-150A/75A/10A-6KW8CH-48KW(PM+)/44KW(PM-)-(440~520)V3P/(200~240)V1P-NS | RBT4 | 8 | 480V3P | 150 | 40 | 8 | RBT4 40V 150A |  | SYSTEM-RBT42043H-(8~40)V-150A/75A/10A-6KW8CH-48KW-(440~520)V3P/(200~240)V1P-NS Chassis Dimension (inch): 25W45D71H Single Phase Power Requirement: Voltage(VAC): 200~240 Max Power(VA): 2000 Max Current/Phase(A): 10 Circuit Breaker(A): 15 Three Phase Power Requirement: Voltage(VAC): 440~520 Max Power(VA): 59300 Max Current/Phase(A): 72 Circuit Breaker(A): 80 | Standing System | 2 | 4P15PHNX-F | 3P5.08PHNX-F | 450400 | 306154 | 8 | 8 | [6 empty] | NO | YES | NO | 0 | 0 | NO | NO | 3 | RBT4 40V 150A 4CH | 2 |  |  |  | 82752 | 1043632
925764 | SYSTEM-RBT42043H-(0~40)V-150A/75A/10A-6KW4CH-24KW-(440~520)V3P/(200~240)V1P-NS-Expandable | RBT4 | 4 | 480V3P | 150 | 40 | 0 | RBT4 40V 150A |  | SYSTEM-RBT42043H-(0~40)V-150A/75A/10A-6KW4CH-24KW-(440~520)V3P/(200~240)V1P-NS-Expandable Chassis Dimension (inch): 25W45D71H Single Phase Power Requirement: Voltage(VAC): 200~240 Max Power(VA): 2000 Max Current/Phase(A): 10 Circuit Breaker(A): 15 Three Phase Power Requirement: Voltage(VAC): 440~520 Max Power(VA): 41250 Max Current/Phase(A): 50 Circuit Breaker(A): 63 | Standing System | 1 | 4P15PHNX-F | 3P5.08PHNX-F | 450400 | 306154 | 4 | 4 | [6 empty] | YES | YES | NO | 0 | 0 | NO | NO | 3 | RBT4 40V 150A 4CH | 1 |  |  |  | 62739 | 1043736
925766 | SYSTEM-RBT42043H-(0~40)V-150A/75A/10A-6KW8CH-48KW-(440~520)V3P/(200~240)V1P-NS | RBT4 | 8 | 480V3P | 150 | 40 | 0 | RBT4 40V 150A |  | SYSTEM-RBT42043H-(0~40)V-150A/75A/10A-6KW8CH-48KW-(440~520)V3P/(200~240)V1P-NS Chassis Dimension (inch): 25W45D71H Single Phase Power Requirement: Voltage(VAC): 200~240 Max Power(VA): 2000 Max Current/Phase(A): 10 Circuit Breaker(A): 15 Three Phase Power Requirement: Voltage(VAC): 440~520 Max Power(VA): 82500 Max Current/Phase(A): 100 Circuit Breaker(A): 125 | Standing System | 2 | 4P15PHNX-F | 3P5.08PHNX-F | 450400 | 306154 | 8 | 8 | [6 empty] | YES | YES | NO | 0 | 0 | NO | NO | 3 | RBT4 40V 150A 4CH | 2 |  |  |  | 109078 | 1043737
925768 | SYSTEM-RBT42043H-(8~60)V-150A/75A/10A-9KW4CH-36KW(PM+)/33KW(PM-)-(440~520)V3P/(200~240)V1P-NS-Expandable | RBT4 | 4 | 480V3P | 150 | 60 | 8 | RBT4 60V 150A |  | SYSTEM-RBT42043H-(8~60)V-150A/75A/10A-9KW4CH-36KW-(440~520)V3P/(200~240)V1P-NS-Expandable Chassis Dimension (inch): 25W45D71H Single Phase Power Requirement: Voltage(VAC): 200~240 Max Power(VA): 2000 Max Current/Phase(A): 10 Circuit Breaker(A): 15 Three Phase Power Requirement: Voltage(VAC): 440~520 Max Power(VA): 44000 Max Current/Phase(A): 53 Circuit Breaker(A): 63 | Standing System | 1 | 4P15PHNX-F | 3P5.08PHNX-F | 450400 | 306154 | 4 | 4 | [6 empty] | NO | YES | NO | 0 | 0 | NO | NO | 3 | RBT4 60V 150A 4CH | 1 |  |  |  | 55039 | 1043738
925770 | SYSTEM-RBT42043H-(8~60)V-150A/75A/10A-9KW8CH-72KW(PM+)/66KW(PM-)-(440~520)V3P/(200~240)V1P-NS | RBT4 | 8 | 480V3P | 150 | 60 | 8 | RBT4 60V 150A |  | SYSTEM-RBT42043H-(8~60)V-150A/75A/10A-9KW8CH-72KW-(440~520)V3P/(200~240)V1P-NS Chassis Dimension (inch): 25W45D71H Single Phase Power Requirement: Voltage(VAC): 200~240 Max Power(VA): 2000 Max Current/Phase(A): 10 Circuit Breaker(A): 15 Three Phase Power Requirement: Voltage(VAC): 440~520 Max Power(VA): 88000 Max Current/Phase(A): 106 Circuit Breaker(A): 125 | Standing System | 2 | 4P15PHNX-F | 3P5.08PHNX-F | 450400 | 306154 | 8 | 8 | [6 empty] | NO | YES | NO | 0 | 0 | NO | NO | 3 | RBT4 60V 150A 4CH | 2 |  |  |  | 94078 | 1043739
925772 | SYSTEM-RBT42043H-(0~60)V-150A/75A/10A-9KW4CH-36KW-(440~520)V3P/(200~240)V1P-NS | RBT4 | 4 | 480V3P | 150 | 60 | 0 | RBT4 60V 150A |  | SYSTEM-RBT42043H-(0~60)V-150A/75A/10A-9KW4CH-36KW-(440~520)V3P/(200~240)V1P-NS-Expandable Chassis Dimension (inch): 25W45D71H Single Phase Power Requirement: Voltage(VAC): 200~240 Max Power(VA): 2000 Max Current/Phase(A): 10 Circuit Breaker(A): 15 Three Phase Power Requirement: Voltage(VAC): 440~520 Max Power(VA): 55600 Max Current/Phase(A): 67 Circuit Breaker(A): 80 | Standing System | 1 | 4P15PHNX-F | 3P5.08PHNX-F | 450400 | 306154 | 4 | 4 | [6 empty] | YES | YES | NO | 0 | 0 | NO | NO | 3 | RBT4 60V 150A 4CH | 1 |  |  |  | 60752 | 1043740
925774 | SYSTEM-RBT42043H-(0~60)V-150A/75A/10A-9KW8CH-58KW(PM+)/48KW(PM-)-(440~520)V3P/(200~240)V1P-NS | RBT4(temp disabled) | 8 | 480V3P | 150 | 60 | 0 | RBT4 60V 150A |  | SYSTEM-RBT42043H-(0~60)V-150A/75A/10A-9KW8CH-72KW-(440~520)V3P/(200~240)V1P-NS Chassis Dimension (inch): 25W45D71H Single Phase Power Requirement: Voltage(VAC): 200~240 Max Power(VA): 2000 Max Current/Phase(A): 10 Circuit Breaker(A): 15 Three Phase Power Requirement: Voltage(VAC): 440~520 Max Power(VA): 111200 Max Current/Phase(A): 134 Circuit Breaker(A): 160 | Standing System | 2 | 4P15PHNX-F | 3P5.08PHNX-F | 450400 | 306154 | 8 | 8 | [6 empty] | YES | YES | NO | 0 | 0 | NO | NO | 3 | [5 empty] | 105104 | 1043741
925776 | SYSTEM-RBT42043H-(8~100)V-150A/75A/10A-15KW4CH-60KW(PM+)/55KW(PM-)-(440~520)V3P/(200~240)V1P-NS | RBT4 | 4 | 480V3P | 150 | 100 | 8 | RBT4 100V 150A |  | SYSTEM-RBT42043H-(8~100)V-150A/75A/10A-15KW4CH-60KW-(440~520)V3P/(200~240)V1P-NS Chassis Dimension (inch): 25W45D71H Single Phase Power Requirement: Voltage(VAC): 200~240 Max Power(VA): 2000 Max Current/Phase(A): 10 Circuit Breaker(A): 15 Three Phase Power Requirement: Voltage(VAC): 440~520 Max Power(VA): 71500 Max Current/Phase(A): 86 Circuit Breaker(A): 100 | Standing System | 1 | 4P15PHNX-F | 3P5.08PHNX-F | 450400 | 306154 | 4 | 4 | [6 empty] | NO | YES | NO | 0 | 0 | NO | NO | 3 | RBT4 100V 150A 4CH | 1 |  |  |  | 62739 | 1043742
925778 | SYSTEM-RBT42043H-(0~100)V-150A/75A/10A-15KW4CH-60KW(PM+)/57KW(PM-)-(440~520)V3P/(200~240)V1P-NS | RBT4 | 4 | 480V3P | 150 | 100 | 0 | RBT4 100V 150A |  | SYSTEM-RBT42043H-(0~100)V-150A/75A/10A-15KW4CH-60KW-(440~520)V3P/(200~240)V1P-NS Chassis Dimension (inch): 25W45D71H Single Phase Power Requirement: Voltage(VAC): 200~240 Max Power(VA): 2000 Max Current/Phase(A): 10 Circuit Breaker(A): 15 Three Phase Power Requirement: Voltage(VAC): 440~520 Max Power(VA): 83500 Max Current/Phase(A): 101 Circuit Breaker(A): 125 | Standing System | 1 | 4P15PHNX-F | 3P5.08PHNX-F | 450400 | 306154 | 4 | 4 | [6 empty] | YES | YES | NO | 0 | 0 | NO | NO | 3 | RBT4 100V 150A 4CH | 1 |  |  |  | 76052 | 1043633
925780 | SYSTEM-RBT42043H-(8~200)V-150A/75A/10A-30KW4CH-96KW(PM+)/88KW(PM-)-(440~520)V3P/(200~240)V1P-NS | RBT4(temp disabled) | 4 | 480V3P | 150 | 200 | 8 | RBT4 200V 150A |  | SYSTEM-RBT42043H-(8~200)V-150A/75A/10A-30KW4CH-120KW-(440~520)V3P/(200~240)V1P-NS Chassis Dimension (inch): 25W45D71H Single Phase Power Requirement: Voltage(VAC): 200~240 Max Power(VA): 2000 Max Current/Phase(A): 10 Circuit Breaker(A): 15 Three Phase Power Requirement: Voltage(VAC): 440~520 Max Power(VA): 133500 Max Current/Phase(A): 161 Circuit Breaker(A): 200 | Standing System | 1 | 4P15PHNX-F | 3P5.08PHNX-F | 450400 | 306154 | 4 | 4 | [6 empty] | NO | YES | NO | 0 | 0 | NO | NO | 3 | [5 empty] | 89365 | 1043743
925782 | SYSTEM-RBT42043H-(0~200)V-150A/75A/10A-30KW4CH-90KW(PM+)/80KW(PM-)-(440~520)V3P/(200~240)V1P-NS | RBT4(temp disabled) | 4 | 480V3P | 150 | 200 | 0 | RBT4 200V 150A |  | SYSTEM-RBT42043H-(0~200)V-150A/75A/10A-30KW4CH-120KW-(440~520)V3P/(200~240)V1P-NS Chassis Dimension (inch): 25W45D71H Single Phase Power Requirement: Voltage(VAC): 200~240 Max Power(VA): 2000 Max Current/Phase(A): 10 Circuit Breaker(A): 15 Three Phase Power Requirement: Voltage(VAC): 440~520 Max Power(VA): 150000 Max Current/Phase(A): 181 Circuit Breaker(A): 200 | Standing System | 1 | 4P15PHNX-F | 3P5.08PHNX-F | 450400 | 306154 | 4 | 4 | [6 empty] | YES | YES | NO | 0 | 0 | NO | NO | 3 | [5 empty] | 95078 | 1043744
925784 | SYSTEM-RBT42023H-(8~30)V-300A/75A/10A-9KW2CH-18KW-(440~520)V3P/(200~240)V1P-NS-Expandable | RBT4 | 2 | 480V3P | 300 | 30 | 8 | RBT4 30V 300A |  | SYSTEM-RBT42023H-(8~30)V-300A/75A/10A-9KW2CH-18KW-(440~520)V3P/(200~240)V1P-NS-Expandable Chassis Dimension (inch): 25W45D71H Single Phase Power Requirement: Voltage(VAC): 200~240 Max Power(VA): 2000 Max Current/Phase(A): 10 Circuit Breaker(A): 15 Three Phase Power Requirement: Voltage(VAC): 440~520 Max Power(VA): 22500 Max Current/Phase(A): 28 Circuit Breaker(A): 32 | Standing System | 1 | 4P15PHNX-F | 3P5.08PHNX-F | 450400 | 306154 | 4 | 2 | [6 empty] | NO | YES | NO | 0 | 0 | NO | NO | 3 | RBT4 30V 300A 2CH | 1 |  |  |  | 49326 | 1043745
925786 | SYSTEM-RBT42023H-(8~30)V-300A/75A/10A-9KW4CH-36KW-(440~520)V3P/(200~240)V1P-NS | RBT4 | 4 | 480V3P | 300 | 30 | 8 | RBT4 30V 300A |  | SYSTEM-RBT42023H-(8~30)V-300A/75A/10A-9KW4CH-36KW-(440~520)V3P/(200~240)V1P-NS Chassis Dimension (inch): 25W45D71H Single Phase Power Requirement: Voltage(VAC): 200~240 Max Power(VA): 2000 Max Current/Phase(A): 10 Circuit Breaker(A): 15 Three Phase Power Requirement: Voltage(VAC): 440~520 Max Power(VA): 45000 Max Current/Phase(A): 55 Circuit Breaker(A): 63 | Standing System | 2 | 4P15PHNX-F | 3P5.08PHNX-F | 450400 | 306154 | 8 | 4 | [6 empty] | NO | YES | NO | 0 | 0 | NO | NO | 3 | RBT4 30V 300A 2CH | 2 |  |  |  | 82752 | 1043634
925788 | SYSTEM-RBT42023H-(0~30)V-300A/75A/10A-9KW2CH-18KW-(440~520)V3P/(200~240)V1P-NS-Expandable | RBT4 | 2 | 480V3P | 300 | 30 | 0 | RBT4 30V 300A |  | SYSTEM-RBT42023H-(0~30)V-300A/75A/10A-9KW2CH-18KW-(440~520)V3P/(200~240)V1P-NS-Expandable Chassis Dimension (inch): 25W45D71H Single Phase Power Requirement: Voltage(VAC): 200~240 Max Power(VA): 2000 Max Current/Phase(A): 10 Circuit Breaker(A): 15 Three Phase Power Requirement: Voltage(VAC): 440~520 Max Power(VA): 34200 Max Current/Phase(A): 42 Circuit Breaker(A): 50 | Standing System | 1 | 4P15PHNX-F | 3P5.08PHNX-F | 450400 | 306154 | 4 | 2 | [6 empty] | YES | YES | NO | 0 | 0 | NO | NO | 3 | RBT4 30V 300A 2CH | 1 |  |  |  | 55039 | 1043635
925790 | SYSTEM-RBT42023H-(0~30)V-300A/75A/10A-9KW4CH-36KW-(440~520)V3P/(200~240)V1P-NS | RBT4 | 4 | 480V3P | 300 | 30 | 0 | RBT4 30V 300A |  | SYSTEM-RBT42023H-(0~30)V-300A/75A/10A-9KW4CH-36KW-(440~520)V3P/(200~240)V1P-NS Chassis Dimension (inch): 25W45D71H Single Phase Power Requirement: Voltage(VAC): 200~240 Max Power(VA): 2000 Max Current/Phase(A): 10 Circuit Breaker(A): 15 Three Phase Power Requirement: Voltage(VAC): 440~520 Max Power(VA): 68400 Max Current/Phase(A): 83 Circuit Breaker(A): 100 | Standing System | 2 | 4P15PHNX-F | 3P5.08PHNX-F | 450400 | 306154 | 8 | 4 | [6 empty] | YES | YES | NO | 0 | 0 | NO | NO | 3 | RBT4 30V 300A 2CH | 2 |  |  |  | 94078 | 1043636
925792 | SYSTEM-RBT42023H-(8~40)V-300A/75A/10A-12KW2CH-24KW(PM+)/22KW(PM-)-(440~520)V3P/(200~240)V1P-NS-Expandable | RBT4 | 2 | 480V3P | 300 | 40 | 8 | RBT4 40V 300A |  | SYSTEM-RBT42023H-(8~40)V-300A/75A/10A-12KW2CH-24KW-(440~520)V3P/(200~240)V1P-NS-Expandable Chassis Dimension (inch): 25W45D71H Single Phase Power Requirement: Voltage(VAC): 200~240 Max Power(VA): 2000 Max Current/Phase(A): 10 Circuit Breaker(A): 15 Three Phase Power Requirement: Voltage(VAC): 440~520 Max Power(VA): 29650 Max Current/Phase(A): 36 Circuit Breaker(A): 50 | Standing System | 1 | 4P15PHNX-F | 3P5.08PHNX-F | 450400 | 306154 | 4 | 2 | [6 empty] | NO | YES | NO | 0 | 0 | NO | NO | 3 | RBT4 40V 300A 2CH | 1 |  |  |  | 49326 | 1043746
925794 | SYSTEM-RBT42023H-(8~40)V-300A/75A/10A-12KW4CH-48KW(PM+)/44KW(PM-)-(440~520)V3P/(200~240)V1P-NS | RBT4 | 4 | 480V3P | 300 | 40 | 8 | RBT4 40V 300A |  | SYSTEM-RBT42023H-(8~40)V-300A/75A/10A-12KW4CH-48KW-(440~520)V3P/(200~240)V1P-NS Chassis Dimension (inch): 25W45D71H Single Phase Power Requirement: Voltage(VAC): 200~240 Max Power(VA): 2000 Max Current/Phase(A): 10 Circuit Breaker(A): 15 Three Phase Power Requirement: Voltage(VAC): 440~520 Max Power(VA): 59300 Max Current/Phase(A): 72 Circuit Breaker(A): 80 | Standing System | 2 | 4P15PHNX-F | 3P5.08PHNX-F | 450400 | 306154 | 8 | 4 | [6 empty] | NO | YES | NO | 0 | 0 | NO | NO | 3 | RBT4 40V 300A 2CH | 2 |  |  |  | 82752 | 1043637
925796 | SYSTEM-RBT42023H-(0~40)V-300A/75A/10A-12KW2CH-24KW-(440~520)V3P/(200~240)V1P-NS-Expandable | RBT4 | 2 | 480V3P | 300 | 40 | 0 | RBT4 40V 300A |  | SYSTEM-RBT42023H-(0~40)V-300A/75A/10A-12KW2CH-24KW-(440~520)V3P/(200~240)V1P-NS-Expandable Chassis Dimension (inch): 25W45D71H Single Phase Power Requirement: Voltage(VAC): 200~240 Max Power(VA): 2000 Max Current/Phase(A): 10 Circuit Breaker(A): 15 Three Phase Power Requirement: Voltage(VAC): 440~520 Max Power(VA): 41250 Max Current/Phase(A): 50 Circuit Breaker(A): 63 | Standing System | 1 | 4P15PHNX-F | 3P5.08PHNX-F | 450400 | 306154 | 4 | 2 | [6 empty] | YES | YES | NO | 0 | 0 | NO | NO | 3 | RBT4 40V 300A 2CH | 1 |  |  |  | 62739 | 1043747
925798 | SYSTEM-RBT42023H-(0~40)V-300A/75A/10A-12KW4CH-48KW-(440~520)V3P/(200~240)V1P-NS | RBT4 | 4 | 480V3P | 300 | 40 | 0 | RBT4 40V 300A |  | SYSTEM-RBT42023H-(0~40)V-300A/75A/10A-12KW4CH-48KW-(440~520)V3P/(200~240)V1P-NS Chassis Dimension (inch): 25W45D71H Single Phase Power Requirement: Voltage(VAC): 200~240 Max Power(VA): 2000 Max Current/Phase(A): 10 Circuit Breaker(A): 15 Three Phase Power Requirement: Voltage(VAC): 440~520 Max Power(VA): 82500 Max Current/Phase(A): 100 Circuit Breaker(A): 125 | Standing System | 2 | 4P15PHNX-F | 3P5.08PHNX-F | 450400 | 306154 | 8 | 4 | [6 empty] | YES | YES | NO | 0 | 0 | NO | NO | 3 | RBT4 40V 300A 2CH | 2 |  |  |  | 109078 | 1043748
925800 | SYSTEM-RBT42023H-(8~60)V-300A/75A/10A-18KW2CH-36KW(PM+)/33KW(PM-)-(440~520)V3P/(200~240)V1P-NS-Expandable | RBT4 | 2 | 480V3P | 300 | 60 | 8 | RBT4 60V 300A |  | SYSTEM-RBT42023H-(8~60)V-300A/75A/10A-18KW2CH-36KW-(440~520)V3P/(200~240)V1P-NS-Expandable Chassis Dimension (inch): 25W45D71H Single Phase Power Requirement: Voltage(VAC): 200~240 Max Power(VA): 2000 Max Current/Phase(A): 10 Circuit Breaker(A): 15 Three Phase Power Requirement: Voltage(VAC): 440~520 Max Power(VA): 44000 Max Current/Phase(A): 53 Circuit Breaker(A): 63 | Standing System | 1 | 4P15PHNX-F | 3P5.08PHNX-F | 450400 | 306154 | 4 | 2 | [6 empty] | NO | YES | NO | 0 | 0 | NO | NO | 3 | RBT4 60V 300A 2CH | 1 |  |  |  | 55039 | 1043924
925802 | SYSTEM-RBT42023H-(8~60)V-300A/75A/10A-18KW4CH-72KW(PM+)/66KW(PM-)-(440~520)V3P/(200~240)V1P-NS | RBT4 | 4 | 480V3P | 300 | 60 | 8 | RBT4 60V 300A |  | SYSTEM-RBT42023H-(8~60)V-300A/75A/10A-18KW4CH-72KW-(440~520)V3P/(200~240)V1P-NS Chassis Dimension (inch): 25W45D71H Single Phase Power Requirement: Voltage(VAC): 200~240 Max Power(VA): 2000 Max Current/Phase(A): 10 Circuit Breaker(A): 15 Three Phase Power Requirement: Voltage(VAC): 440~520 Max Power(VA): 88000 Max Current/Phase(A): 106 Circuit Breaker(A): 125 | Standing System | 2 | 4P15PHNX-F | 3P5.08PHNX-F | 450400 | 306154 | 8 | 4 | [6 empty] | NO | YES | NO | 0 | 0 | NO | NO | 3 | RBT4 60V 300A 2CH | 2 |  |  |  | 94078 | 1043749
925804 | SYSTEM-RBT42023H-(0~60)V-300A/75A/10A-18KW2CH-36KW-(440~520)V3P/(200~240)V1P-NS | RBT4 | 2 | 480V3P | 300 | 60 | 0 | RBT4 60V 300A |  | SYSTEM-RBT42023H-(0~60)V-300A/75A/10A-18KW2CH-36KW-(440~520)V3P/(200~240)V1P-NS-Expandable Chassis Dimension (inch): 25W45D71H Single Phase Power Requirement: Voltage(VAC): 200~240 Max Power(VA): 2000 Max Current/Phase(A): 10 Circuit Breaker(A): 15 Three Phase Power Requirement: Voltage(VAC): 440~520 Max Power(VA): 55600 Max Current/Phase(A): 67 Circuit Breaker(A): 80 | Standing System | 1 | 4P15PHNX-F | 3P5.08PHNX-F | 450400 | 306154 | 4 | 2 | [6 empty] | YES | YES | NO | 0 | 0 | NO | NO | 3 | RBT4 60V 300A 2CH | 1 |  |  |  | 60752 | 1043750
925806 | SYSTEM-RBT42023H-(0~60)V-300A/75A/10A-18KW4CH-58KW(PM+)/48KW(PM-)-(440~520)V3P/(200~240)V1P-NS | RBT4(temp disabled) | 4 | 480V3P | 300 | 60 | 0 | RBT4 60V 300A |  | SYSTEM-RBT42023H-(0~60)V-300A/75A/10A-18KW4CH-72KW-(440~520)V3P/(200~240)V1P-NS Chassis Dimension (inch): 25W45D71H Single Phase Power Requirement: Voltage(VAC): 200~240 Max Power(VA): 2000 Max Current/Phase(A): 10 Circuit Breaker(A): 15 Three Phase Power Requirement: Voltage(VAC): 440~520 Max Power(VA): 111200 Max Current/Phase(A): 134 Circuit Breaker(A): 160 | Standing System | 2 | 4P15PHNX-F | 3P5.08PHNX-F | 450400 | 306154 | 8 | 4 | [6 empty] | YES | YES | NO | 0 | 0 | NO | NO | 3 | [5 empty] | 105104 | 1043751
925808 | SYSTEM-RBT42023H-(8~100)V-300A/75A/10A-30KW2CH-60KW(PM+)/55KW(PM-)-(440~520)V3P/(200~240)V1P-NS | RBT4 | 2 | 480V3P | 300 | 100 | 8 | RBT4 100V 300A |  | SYSTEM-RBT42023H-(8~100)V-300A/75A/10A-30KW2CH-60KW-(440~520)V3P/(200~240)V1P-NS Chassis Dimension (inch): 25W45D71H Single Phase Power Requirement: Voltage(VAC): 200~240 Max Power(VA): 2000 Max Current/Phase(A): 10 Circuit Breaker(A): 15 Three Phase Power Requirement: Voltage(VAC): 440~520 Max Power(VA): 71500 Max Current/Phase(A): 86 Circuit Breaker(A): 100 | Standing System | 1 | 4P15PHNX-F | 3P5.08PHNX-F | 450400 | 306154 | 4 | 2 | [6 empty] | NO | YES | NO | 0 | 0 | NO | NO | 3 | RBT4 100V 300A 2CH | 1 |  |  |  | 62739 | 1043638
925810 | SYSTEM-RBT42023H-(0~100)V-300A/75A/10A-30KW2CH-60KW(PM+)/57KW(PM-)-(440~520)V3P/(200~240)V1P-NS | RBT4 | 2 | 480V3P | 300 | 100 | 0 | RBT4 100V 300A |  | SYSTEM-RBT42023H-(0~100)V-300A/75A/10A-30KW2CH-60KW-(440~520)V3P/(200~240)V1P-NS Chassis Dimension (inch): 25W45D71H Single Phase Power Requirement: Voltage(VAC): 200~240 Max Power(VA): 2000 Max Current/Phase(A): 10 Circuit Breaker(A): 15 Three Phase Power Requirement: Voltage(VAC): 440~520 Max Power(VA): 83500 Max Current/Phase(A): 101 Circuit Breaker(A): 125 | Standing System | 1 | 4P15PHNX-F | 3P5.08PHNX-F | 450400 | 306154 | 4 | 2 | [6 empty] | YES | YES | NO | 0 | 0 | NO | NO | 3 | RBT4 100V 300A 2CH | 1 |  |  |  | 76052 | 1043752
925812 | SYSTEM-RBT42023H-(8~200)V-300A/75A/10A-60KW2CH-96KW(PM+)/88KW(PM-)-(440~520)V3P/(200~240)V1P-NS | RBT4(temp disabled) | 2 | 480V3P | 300 | 200 | 8 | RBT4 200V 300A |  | SYSTEM-RBT42023H-(8~200)V-300A/75A/10A-60KW2CH-120KW-(440~520)V3P/(200~240)V1P-NS Chassis Dimension (inch): 25W45D71H Single Phase Power Requirement: Voltage(VAC): 200~240 Max Power(VA): 2000 Max Current/Phase(A): 10 Circuit Breaker(A): 15 Three Phase Power Requirement: Voltage(VAC): 440~520 Max Power(VA): 133500 Max Current/Phase(A): 161 Circuit Breaker(A): 200 | Standing System | 1 | 4P15PHNX-F | 3P5.08PHNX-F | 450400 | 306154 | 4 | 2 | [6 empty] | NO | YES | NO | 0 | 0 | NO | NO | 3 | [5 empty] | 89365 | 1043753
925814 | SYSTEM-RBT42023H-(0~200)V-300A/75A/10A-60KW2CH-90KW(PM+)/80KW(PM-)-(440~520)V3P/(200~240)V1P-NS | RBT4(temp disabled) | 2 | 480V3P | 300 | 200 | 0 | RBT4 200V 300A |  | SYSTEM-RBT42023H-(0~200)V-300A/75A/10A-60KW2CH-120KW-(440~520)V3P/(200~240)V1P-NS Chassis Dimension (inch): 25W45D71H Single Phase Power Requirement: Voltage(VAC): 200~240 Max Power(VA): 2000 Max Current/Phase(A): 10 Circuit Breaker(A): 15 Three Phase Power Requirement: Voltage(VAC): 440~520 Max Power(VA): 150000 Max Current/Phase(A): 181 Circuit Breaker(A): 200 | Standing System | 1 | 4P15PHNX-F | 3P5.08PHNX-F | 450400 | 306154 | 4 | 2 | [6 empty] | YES | YES | NO | 0 | 0 | NO | NO | 3 | [5 empty] | 95078 | 1043639
925822 | Integrated System-LBTS21324-(-5)~5V-5/1/0.1/0.001A-32CH-32PT&MZTC-5V-5A-32CH(cylindrical tray)-220V1P | All-in-one | 32 | 220V1P | 5 | 5 | -5 | LBTS-MZTC |  | Integrated System-LBTS21324-(-5)~5V-5/1/0.1/0.001A-32CH-32PT&MZTC-5V-5A-32CH(16CH*2,cylindrical tray)-220V1P IV Cables and PT100 Cables & Sensors Included Chassis Dimension (inch): 25W45D71H Single Phase Power Requirement: Voltage (VAC): 220 Max Power(VA): 3816 Max Current/Phase(A): 17.4 Circuit Breaker(A): 20 | Standing System | 3 | [12 empty] | YES | NO | NO | 0 | 0 | NO | YES | 4 | [5 empty] | 59547 | 1044326
925824 | Mix System-LBTS21324-0~5V-10/1/0.1/0.001A-32CH-32PT&MZTC-5V-10A-32CH(cylindrical tray)-220V1P | All-in-one | 32 | 220V1P | 5 | 5 | 0 | LBTS-MZTC |  | Mix System-LBTS21324-0~5V-10/1/0.1/0.001A-32CH-32PT&MZTC-5V-10A-32CH(16CH*2,cylindrical tray)-220V1P IV Cables and PT100 Cables & Sensors Included Chassis Dimension (inch): 25W45D71H Single Phase Power Requirement: Voltage (VAC): 220 Max Power(VA): 5230 Max Current/Phase(A): 24 Circuit Breaker(A): 30 | Standing System | 3 | [12 empty] | YES | NO | NO | 0 | 0 | NO | YES | 4 | [5 empty] | 59547 | 1044327
925826 | More options under 220V1P | All-in-one |  | 208V3P |  |  | 0 | LBTS-MZTC |  | More options under 220V1P | [14 empty] | YES | NO | NO | 0 | 0 | NO | YES | [7 empty] | 1044927
925828 | Looking for 5V1A System? Set AC Power to 220V1P | LBTS |  | 208V3P |  |  | 0 | LBTS21642-1A |  | More options under 220V1P | [14 empty] | YES | NO | NO | 0 | 0 | NO | NO | [7 empty] | 1044928
925856 | System-LBT21084UC-0~5V-10/0.5/0.02/0.001A-8CH-auxV-auxT(TC-T)-110V1P-V101 | LBT | 8 | 110V1P/208V3P/480V3P | 10 | 5 | 0 | LBT21084 5V 10A | LBT21084 | LBT21084UC-0~5V-10/0.5/0.02/0.001A-8CH-auxV-auxT(TC-T)-110V1P IV Module PN: 448080 Chassis Dimension(inch): 16W17D13H Single Phase Power Requirement: Voltage(VAC): 110 Max Power(VA): 950 Max Current/Phase(A): 9 Circuit Breaker(A): 15 | Benchtop | 1 | 4P5.08PHNX-F |  | 306170 |  | 8 |  | TC-T | 8P3.81PHNX-F | 8 | 2 |  |  | YES | NO | NO | 8 | 8 | YES | NO | 4 | [5 empty] | 7930 | 1047833
925858 | System-LBT21084UC-0~5V-5/0.5/0.02/0.001A-8CH-auxV-auxT(TC-T)-110V1P-V101 | LBT | 8 | 110V1P/208V3P/480V3P | 5 | 5 | 0 | LBT21084 5V 5A | LBT21084 | LBT21084UC-0~5V-5/0.5/0.02/0.001A-8CH-auxV-auxT(TC-T)-110V1P IV Module PN: 448084 Chassis Dimension(inch): 16W17D13H Single Phase Power Requirement: Voltage(VAC): 110 Max Power(VA): 575 Max Current/Phase(A): 5 Circuit Breaker(A): 15 | Benchtop | 1 | 4P5.08PHNX-F |  | 306170 |  | 8 |  | TC-T | 8P3.81PHNX-F | 8 | 2 |  |  | YES | NO | NO | 8 | 8 | YES | NO | 4 | [5 empty] | 7926 | 1047834
925860 | System-LBT21084UC-0~5V-5/0.5/0.02/0.001A-16CH-auxV-auxT(TC-T)-110V1P-V101 | LBT | 16 | 110V1P/208V3P/480V3P | 5 | 5 | 0 | LBT21084 5V 5A | LBT21084 | System-LBT21084UC-0~5V-5/0.5/0.02/0.001A-16CH-auxV-auxT(TC-T)-110V1P-V101 IV Module PN: 463534 Chassis Dimension(inch): 16W17D13H Single Phase Power Requirement: Voltage(VAC): 110 Max Power(VA): 864 Max Current/Phase(A): 8 Circuit Breaker(A): 15 | Benchtop | 2 | 4P5.08PHNX-F |  | 306170 |  | 16 |  | TC-T | 8P3.81PHNX-F | 8 | 2 |  |  | YES | NO | NO | 16 | 16 | YES | NO | 4 | [5 empty] | 13046 | 1047835
925862 | System-LBT21084UC-(-5)~5V-5/0.5/0.02/0.001A-16CH-auxV-auxT(TC-T)-110V1P-V101 | LBT | 16 | 110V1P/208V3P/480V3P | 5 | 5 | -5 | LBT21084 +/-5V 5A | LBT21084 | LBT21084UC-(-5)~5V-5/0.5/0.02/0.001A-16CH-auxV-auxT(TC-T)-110V1P IV Module PN: 463534 Chassis Dimension(inch): 16W17D13H Single Phase Power Requirement: Voltage(VAC): 110 Max Power(VA): 864 Max Current/Phase(A): 8 Circuit Breaker(A): 15 | Benchtop | 2 | 4P5.08PHNX-F |  | 306170 |  | 16 |  | TC-T | 8P3.81PHNX-F | 8 | 2 |  |  | YES | NO | NO | 16 | 16 | YES | NO | 4 | [5 empty] | 13300 | 1047836
925864 | System-LBT21084UC-(-5)~5V-5/0.5/0.02/0.001A-8CH-auxV-auxT(TC-T)-110V1P-V101 | LBT | 8 | 110V1P/208V3P/480V3P | 5 | 5 | -5 | LBT21084 +/-5V 5A | LBT21084 | System-LBT21084UC-(-5)~5V-5/0.5/0.02/0.001A-8CH-auxV-auxT(TC-T)-110V1P-V101 IV Module PN: 463534 Chassis Dimension(inch): 16W17D13H Single Phase Power Requirement: Voltage(VAC): 110 Max Power(VA): 575 Max Current/Phase(A): 5 Circuit Breaker(A): 15 | Benchtop | 1 | 4P5.08PHNX-F |  | 306170 |  | 8 |  | TC-T | 8P3.81PHNX-F | 8 | 2 |  |  | YES | NO | NO | 8 | 8 | YES | NO | 4 | [5 empty] | 8193 | 1047837
925866 | System-LBT21084UC-(-5)~5V-1/0.05/0.002/0.0001A-8CH-auxV-auxT(TC-T)-110V1P-V101 | LBT | 8 | 110V1P/208V3P/480V3P | 1 | 5 | -5 | LBT21084 +/-5V 1A | LBT21084 | LBT21084UC-(-5)~5V-1/0.05/0.002/0.0001A-8CH-auxV-auxT(TC-T)-110V1P IV Module PN: 448082 Chassis Dimension(inch): 16W17D13H Single Phase Power Requirement: Voltage(VAC): 110 Max Power(VA): 275 Max Current/Phase(A): 2 Circuit Breaker(A): 15 | Benchtop | 1 | 4P5.08PHNX-F |  | 306170 |  | 8 |  | TC-T | 8P3.81PHNX-F | 8 | 2 |  |  | YES | NO | NO | 8 | 8 | YES | NO | 4 | [5 empty] | 8193 | 1047838
925868 | System-LBT21084UC-(-5)~5V-1/0.05/0.002/0.0001A-16CH-auxV-auxT(TC-T)-110V1P-V101 | LBT | 16 | 110V1P/208V3P/480V3P | 1 | 5 | -5 | LBT21084 +/-5V 1A | LBT21084 | LBT21084UC-(-5)~5V-1/0.05/0.002/0.0001A-16CH-auxV-auxT(TC-T)-110V1P IV Module PN: 448082 Chassis Dimension(inch): 16W17D13H Single Phase Power Requirement: Voltage(VAC): 110 Max Power(VA): 350 Max Current/Phase(A): 3 Circuit Breaker(A): 15 | Benchtop | 2 | 4P5.08PHNX-F |  | 306170 |  | 16 |  | TC-T | 8P3.81PHNX-F | 8 | 2 |  |  | YES | NO | NO | 16 | 16 | YES | NO | 4 | [5 empty] | 13313 | 1047839
925870 | System-LBT21084UC-0~5V-10/0.5/0.02/0.001A-8CH-auxV-auxT(TC-T)-220V1P-V101 | LBT | 8 | 220V1P/380V3P | 10 | 5 | 0 | LBT21084 5V 10A | LBT21084 | LBT21084UC-0~5V-10/0.5/0.02/0.001A-8CH-auxV-auxT(TC-T)-220V1P IV Module PN: 448080 Chassis Dimension(inch): 16W17D13H Single Phase Power Requirement: Voltage(VAC): 220 Max Power(VA): 950 Max Current/Phase(A): 4 Circuit Breaker(A): 15 | Benchtop | 1 | 4P5.08PHNX-F |  | 306170 |  | 8 |  | TC-T | 8P3.81PHNX-F | 8 | 2 |  |  | YES | NO | NO | 8 | 8 | YES | NO | 4 | [5 empty] | 7926 | 1047840
925872 | System-LBT21084UC-0~5V-5/0.5/0.02/0.001A-16CH-auxV-auxT(TC-T)-220V1P-V101 | LBT | 16 | 220V1P/380V3P | 5 | 5 | 0 | LBT21084 5V 5A | LBT21084 | LBT21084UC-0~5V-5/0.5/0.02/0.001A-16CH-auxV-auxT(TC-T)-220V1P IV Module PN: 448084 Chassis Dimension(inch): 16W17D13H Single Phase Power Requirement: Voltage(VAC): 220 Max Power(VA): 950 Max Current/Phase(A): 4 Circuit Breaker(A): 15 | Benchtop | 2 | 4P5.08PHNX-F |  | 306170 |  | 16 |  | TC-T | 8P3.81PHNX-F | 8 | 2 |  |  | YES | NO | NO | 16 | 16 | YES | NO | 4 | [5 empty] | 13100 | 1047841
925874 | System-LBT21084UC-0~5V-5/0.5/0.02/0.001A-8CH-auxV-auxT(TC-T)-220V1P-V101 | LBT | 8 | 220V1P/380V3P | 5 | 5 | 0 | LBT21084 5V 5A | LBT21084 | LBT21084UC-0~5V-5/0.5/0.02/0.001A-8CH-auxV-auxT(TC-T)-220V1P IV Module PN: 448084 Chassis Dimension(inch): 16W17D13H Single Phase Power Requirement: Voltage(VAC): 220 Max Power(VA): 575 Max Current/Phase(A): 3 Circuit Breaker(A): 15 | Benchtop | 1 | 4P5.08PHNX-F |  | 306170 |  | 8 |  | TC-T | 8P3.81PHNX-F | 8 | 2 |  |  | YES | NO | NO | 8 | 8 | YES | NO | 4 | [5 empty] | 7930 | 1047842
925876 | System-LBT21084UC-(-5)~5V-5/0.5/0.02/0.001A-8CH-auxV-auxT(TC-T)-220V1P-V101 | LBT | 8 | 220V1P/380V3P | 5 | 5 | -5 | LBT21084 +/-5V 5A | LBT21084 | LBT21084UC-(-5)~5V-5/0.5/0.02/0.001A-8CH-auxV-auxT(TC-T)-220V1P IV Module PN: 448084 Chassis Dimension(inch): 16W17D13H Single Phase Power Requirement: Voltage(VAC): 220 Max Power(VA): 575 Max Current/Phase(A): 3 Circuit Breaker(A): 15 | Benchtop | 1 | 4P5.08PHNX-F |  | 306170 |  | 8 |  | TC-T | 8P3.81PHNX-F | 8 | 2 |  |  | YES | NO | NO | 8 | 8 | YES | NO | 4 | [5 empty] | 8200 | 1047843
925878 | System-LBT21084UC-(-5)~5V-5/0.5/0.02/0.001A-16CH-auxV-auxT(TC-T)-220V1P-V101 | LBT | 16 | 220V1P/380V3P | 5 | 5 | -5 | LBT21084 +/-5V 5A | LBT21084 | LBT21084UC-(-5)~5V-5/0.5/0.02/0.001A-16CH-auxV-auxT(TC-T)-220V1P IV Module PN: 448084 Chassis Dimension(inch): 16W17D13H Single Phase Power Requirement: Voltage(VAC): 220 Max Power(VA): 950 Max Current/Phase(A): 4 Circuit Breaker(A): 15 | Benchtop | 2 | 4P5.08PHNX-F |  | 306170 |  | 16 |  | TC-T | 8P3.81PHNX-F | 8 | 2 |  |  | YES | NO | NO | 16 | 16 | YES | NO | 4 | [5 empty] | 13300 | 1047844
925880 | System-LBT21084UC-(-5)~5V-1/0.05/0.002/0.0001A-8CH-auxV-auxT(TC-T)-220V1P-V101 | LBT | 8 | 220V1P/380V3P | 1 | 5 | -5 | LBT21084 +/-5V 1A | LBT21084 | LBT21084UC-(-5)~5V-1/0.05/0.002/0.0001A-8CH-auxV-auxT(TC-T)-220V1P IV Module PN: 448082 Chassis Dimension(inch): 16W17D13H Single Phase Power Requirement: Voltage(VAC): 220 Max Power(VA): 275 Max Current/Phase(A): 1 Circuit Breaker(A): 15 | Benchtop | 1 | 4P5.08PHNX-F |  | 306170 |  | 8 |  | TC-T | 8P3.81PHNX-F | 8 | 2 |  |  | YES | NO | NO | 8 | 8 | YES | NO | 4 | [5 empty] | 8200 | 1047845
925882 | System-LBT21084UC-(-5)~5V-1/0.05/0.002/0.0001A-16CH-auxV-auxT(TC-T)-220V1P-V101 | LBT | 16 | 220V1P/380V3P | 1 | 5 | -5 | LBT21084 +/-5V 1A | LBT21084 | LBT21084UC-(-5)~5V-1/0.05/0.002/0.0001A-16CH-auxV-auxT(TC-T)-220V1P IV Module PN: 448082 Chassis Dimension(inch): 16W17D13H Single Phase Power Requirement: Voltage(VAC): 220 Max Power(VA): 350 Max Current/Phase(A): 2 Circuit Breaker(A): 15 | Benchtop | 2 | 4P5.08PHNX-F |  | 306170 |  | 16 |  | TC-T | 8P3.81PHNX-F | 8 | 2 |  |  | YES | NO | NO | 16 | 16 | YES | NO | 4 | [5 empty] | 13300 | 1047846
925942 | SYS-LBTS21244-0~20V10A/1A/0.1A/0.001A-48CH-480V3P | LBTS(disabled) | 48 | 480V3P | 50 | 5 | 0 | LBTS21244-50A | LBTS21244 | SYS-LBTS21244-0~20V10A/1A/0.1A/0.001A-48CH-480V3P Chassis Dimension(inch): 25W45D72H Single Phase Power Requirement: Voltage(VAC): 220 Max Power(VA): 1200 Max Current/Phase(A): 5 Circuit Breaker(A): 15 Three Phase Power Requirement: Voltage(VAC): 480 Max Power(VA): 22000 Max Current/Phase(A): 27 Circuit Breaker(A): 30 | Standing System | 2 | 6P10.16PHNX-F | 6P3.81PHNX-F | 385306 | 335434 | 16 | 16 | [6 empty] | YES | NO | NO | 0 | 0 | NO | NO | 4 | [5 empty] | 64700 | 1053450
926020 | System-LBTS21244-0~20V-10/1/0.1/0.001A-24CH-380V3P-V2 | LBTS | 24 | 380V3P | 10 | 20 | 0 | LBTS21244 - 20V 10A | LBTS21244 | System-LBTS21244-0~20V-10/1/0.1/0.001A-24CH-380V3P-V2 Chassis Dimension (inch): 25W45D71H Single Phase Power Requirement: Voltage(VAC): 200~240 Max Power(VA): 490 Max Current/Phase(A): 3 Circuit Breaker(A): 15 Three Phase Power Requirement: Voltage(VAC): 342~418 Max Power(VA): 12250 Max Current/Phase(A): 19 Circuit Breaker(A): 30 | Standing System | 1 | 6P10.16PHNX-F | 6P3.81PHNX-F | 385306 | 335434 | 8 | 8 | [6 empty] | YES | NO | NO | 0 | 0 | NO | NO | 4 | LBTS21244 - 20V 10A 24CH | 1 |  |  |  | 36225 | 1064959
926022 | System-LBTS21244-0~20V-10/1/0.1/0.001A-48CH-380V3P-V2 | LBTS | 48 | 380V3P | 10 | 20 | 0 | LBTS21244 - 20V 10A | LBTS21244 | System-LBTS21244-0~20V-10/1/0.1/0.001A-48CH-380V3P-V2 Chassis Dimension (inch): 25W45D71H Single Phase Power Requirement: Voltage(VAC): 200~240 Max Power(VA): 970 Max Current/Phase(A): 5 Circuit Breaker(A): 15 Three Phase Power Requirement: Voltage(VAC): 342~418 Max Power(VA): 24490 Max Current/Phase(A): 38 Circuit Breaker(A): 50 | Standing System | 2 | 6P10.16PHNX-F | 6P3.81PHNX-F | 385306 | 335434 | 16 | 16 | [6 empty] | YES | NO | NO | 0 | 0 | NO | NO | 4 | LBTS21244 - 20V 10A 24CH | 2 |  |  |  | 62818 | 1065059
926024 | System-LBTS21244-0~20V-10/1/0.1/0.001A-72CH-380V3P-V2 | LBTS | 72 | 380V3P | 10 | 20 | 0 | LBTS21244 - 20V 10A | LBTS21244 | System-LBTS21244-0~20V-10/1/0.1/0.001A-72CH-380V3P-V2 Chassis Dimension (inch): 25W45D71H Single Phase Power Requirement: Voltage(VAC): 200~240 Max Power(VA): 1460 Max Current/Phase(A): 7 Circuit Breaker(A): 15 Three Phase Power Requirement: Voltage(VAC): 342~418 Max Power(VA): 36740 Max Current/Phase(A): 56 Circuit Breaker(A): 63 | Standing System | 3 | 6P10.16PHNX-F | 6P3.81PHNX-F | 385306 | 335434 | 24 | 24 | [6 empty] | YES | NO | NO | 0 | 0 | NO | NO | 4 | LBTS21244 - 20V 10A 24CH | 3 |  |  |  | 88536 | 1065060
926026 | System-LBTS21244-0~20V-10/1/0.1/0.001A-24CH-480V3P-V2 | LBTS | 24 | 480V3P | 10 | 20 | 0 | LBTS21244 - 20V 10A | LBTS21244 | System-LBTS21244-0~20V-10/1/0.1/0.001A-24CH-480V3P-V2 Chassis Dimension (inch): 25W45D71H Single Phase Power Requirement: Voltage(VAC): 200~240 Max Power(VA): 490 Max Current/Phase(A): 3 Circuit Breaker(A): 15 Three Phase Power Requirement: Voltage(VAC): 432~528 Max Power(VA): 12250 Max Current/Phase(A): 15 Circuit Breaker(A): 20 | Standing System | 1 | 6P10.16PHNX-F | 6P3.81PHNX-F | 385306 | 335434 | 8 | 8 | [6 empty] | YES | NO | NO | 0 | 0 | NO | NO | 4 | LBTS21244 - 20V 10A 24CH | 1 |  |  |  | 36155 | 1065061
926028 | System-LBTS21244-0~20V-10/1/0.1/0.001A-48CH-480V3P-V2 | LBTS | 48 | 480V3P | 10 | 20 | 0 | LBTS21244 - 20V 10A | LBTS21244 | System-LBTS21244-0~20V-10/1/0.1/0.001A-48CH-480V3P-V2 Chassis Dimension (inch): 25W45D71H Single Phase Power Requirement: Voltage(VAC): 200~240 Max Power(VA): 970 Max Current/Phase(A): 5 Circuit Breaker(A): 15 Three Phase Power Requirement: Voltage(VAC): 432~528 Max Power(VA): 24490 Max Current/Phase(A): 30 Circuit Breaker(A): 50 | Standing System | 2 | 6P10.16PHNX-F | 6P3.81PHNX-F | 385306 | 335434 | 16 | 16 | [6 empty] | YES | NO | NO | 0 | 0 | NO | NO | 4 | LBTS21244 - 20V 10A 24CH | 2 |  |  |  | 62818 | 1065159
926030 | System-LBTS21244-0~20V-10/1/0.1/0.001A-72CH-480V3P-V2 | LBTS | 72 | 480V3P | 10 | 20 | 0 | LBTS21244 - 20V 10A | LBTS21244 | System-LBTS21244-0~20V-10/1/0.1/0.001A-72CH-480V3P-V2 Chassis Dimension (inch): 25W45D71H Single Phase Power Requirement: Voltage(VAC): 200~240 Max Power(VA): 1460 Max Current/Phase(A): 7 Circuit Breaker(A): 15 Three Phase Power Requirement: Voltage(VAC): 432~528 Max Power(VA): 36740 Max Current/Phase(A): 45 Circuit Breaker(A): 50 | Standing System | 3 | 6P10.16PHNX-F | 6P3.81PHNX-F | 385306 | 335434 | 24 | 24 | [6 empty] | YES | NO | NO | 0 | 0 | NO | NO | 4 | LBTS21244 - 20V 10A 24CH | 3 |  |  |  | 88403 | 1065160
926032 | System-LBTS21244-0~20V-10/1/0.1/0.001A-24CH-24T(PT100)-380V3P-V2 | LBTS | 24 | 380V3P | 10 | 20 | 0 | LBTS21244 - 20V 10A | LBTS21244 | System-LBTS21244-0~20V-10/1/0.1/0.001A-24CH-24T(PT100)-380V3P-V2 Chassis Dimension (inch): 25W45D71H Single Phase Power Requirement: Voltage(VAC): 200~240 Max Power(VA): 490 Max Current/Phase(A): 3 Circuit Breaker(A): 15 Three Phase Power Requirement: Voltage(VAC): 342~418 Max Power(VA): 12250 Max Current/Phase(A): 19 Circuit Breaker(A): 30 | Standing System | 1 | 6P10.16PHNX-F | 6P3.81PHNX-F | 385306 | 335434 | 8 | 8 | 8P2.5PHNX-F |  | 8 |  |  |  | YES | NO | NO | 0 | 24 | YES | NO | 4 | LBTS21244 - 20V 10A 24CH | 1 |  |  |  | 37170 | 1064960
926034 | System-LBTS21244-0~20V-10/1/0.1/0.001A-48CH-48T(PT100)-380V3P-V2 | LBTS | 48 | 380V3P | 10 | 20 | 0 | LBTS21244 - 20V 10A | LBTS21244 | System-LBTS21244-0~20V-10/1/0.1/0.001A-48CH-48T(PT100)-380V3P-V2 Chassis Dimension (inch): 25W45D71H Single Phase Power Requirement: Voltage(VAC): 200~240 Max Power(VA): 970 Max Current/Phase(A): 5 Circuit Breaker(A): 15 Three Phase Power Requirement: Voltage(VAC): 342~418 Max Power(VA): 24490 Max Current/Phase(A): 38 Circuit Breaker(A): 50 | Standing System | 2 | 6P10.16PHNX-F | 6P3.81PHNX-F | 385306 | 335434 | 16 | 16 | 8P2.5PHNX-F |  | 8 |  |  |  | YES | NO | NO | 0 | 48 | YES | NO | 4 | LBTS21244 - 20V 10A 24CH | 2 |  |  |  | 64708 | 1064961
926036 | System-LBTS21244-0~20V-10/1/0.1/0.001A-72CH-72T(PT100)-380V3P-V2 | LBTS | 72 | 380V3P | 10 | 20 | 0 | LBTS21244 - 20V 10A | LBTS21244 | System-LBTS21244-0~20V-10/1/0.1/0.001A-72CH-72T(PT100)-380V3P-V2 Chassis Dimension (inch): 25W45D71H Single Phase Power Requirement: Voltage(VAC): 200~240 Max Power(VA): 1460 Max Current/Phase(A): 7 Circuit Breaker(A): 15 Three Phase Power Requirement: Voltage(VAC): 342~418 Max Power(VA): 36740 Max Current/Phase(A): 56 Circuit Breaker(A): 63 | Standing System | 3 | 6P10.16PHNX-F | 6P3.81PHNX-F | 385306 | 335434 | 24 | 24 | 8P2.5PHNX-F |  | 8 |  |  |  | YES | NO | NO | 0 | 72 | YES | NO | 4 | LBTS21244 - 20V 10A 24CH | 3 |  |  |  | 91371 | 1065161
926038 | System-LBTS21244-0~20V-10/1/0.1/0.001A-24CH-24T(PT100)-480V3P-V2 | LBTS | 24 | 480V3P | 10 | 20 | 0 | LBTS21244 - 20V 10A | LBTS21244 | System-LBTS21244-0~20V-10/1/0.1/0.001A-24CH-24T(PT100)-480V3P-V2 Chassis Dimension (inch): 25W45D71H Single Phase Power Requirement: Voltage(VAC): 200~240 Max Power(VA): 490 Max Current/Phase(A): 3 Circuit Breaker(A): 15 Three Phase Power Requirement: Voltage(VAC): 432~528 Max Power(VA): 12250 Max Current/Phase(A): 15 Circuit Breaker(A): 20 | Standing System | 1 | 6P10.16PHNX-F | 6P3.81PHNX-F | 385306 | 335434 | 8 | 8 | 8P2.5PHNX-F |  | 8 |  |  |  | YES | NO | NO | 0 | 24 | YES | NO | 4 | LBTS21244 - 20V 10A 24CH | 1 |  |  |  | 37100 | 1065162
926040 | System-LBTS21244-0~20V-10/1/0.1/0.001A-48CH-48T(PT100)-480V3P-V2 | LBTS | 48 | 480V3P | 10 | 20 | 0 | LBTS21244 - 20V 10A | LBTS21244 | System-LBTS21244-0~20V-10/1/0.1/0.001A-48CH-48T(PT100)-480V3P-V2 Chassis Dimension (inch): 25W45D71H Single Phase Power Requirement: Voltage(VAC): 200~240 Max Power(VA): 970 Max Current/Phase(A): 5 Circuit Breaker(A): 15 Three Phase Power Requirement: Voltage(VAC): 432~528 Max Power(VA): 24490 Max Current/Phase(A): 30 Circuit Breaker(A): 50 | Standing System | 2 | 6P10.16PHNX-F | 6P3.81PHNX-F | 385306 | 335434 | 16 | 16 | 8P2.5PHNX-F |  | 8 |  |  |  | YES | NO | NO | 0 | 48 | YES | NO | 4 | LBTS21244 - 20V 10A 24CH | 2 |  |  |  | 64708 | 1065062
926042 | System-LBTS21244-0~20V-10/1/0.1/0.001A-72CH-72T(PT100)-480V3P-V2 | LBTS | 72 | 480V3P | 10 | 20 | 0 | LBTS21244 - 20V 10A | LBTS21244 | System-LBTS21244-0~20V-10/1/0.1/0.001A-72CH-72T(PT100)-480V3P-V2 Chassis Dimension (inch): 25W45D71H Single Phase Power Requirement: Voltage(VAC): 200~240 Max Power(VA): 1460 Max Current/Phase(A): 7 Circuit Breaker(A): 15 Three Phase Power Requirement: Voltage(VAC): 432~528 Max Power(VA): 36740 Max Current/Phase(A): 45 Circuit Breaker(A): 50 | Standing System | 3 | 6P10.16PHNX-F | 6P3.81PHNX-F | 385306 | 335434 | 24 | 24 | 8P2.5PHNX-F |  | 8 |  |  |  | YES | NO | NO | 0 | 72 | YES | NO | 4 | LBTS21244 - 20V 10A 24CH | 3 |  |  |  | 91238 | 1065063
926068 | SYS-LBT21084UC-MZTC-(-5)~5V-0.2A/0.01A/0.001A/0.0001A-8CH-auxV-auxT(PT100)-1C(8Co/C)-100~240V1P-V1.0 | All in one | 8 | 110V1P/220V1P | 5 | 0.2 |  |  |  | SYS-LBT21084UC-MZTC-(-5)~5V-0.2A/0.01A/0.001A/0.0001A-8CH-auxV-auxT(PT100)-1C(8Co/C)-100~240V1P-V1.0 |  | 1 | [25 empty] | 7120
926128 | Battery Tray-84CH-21P4S-2170 cell-(for system PN 925714) | Formation(temp disabled) | 84 | [6 empty] | Battery Tray-84CH-21P4S-2170 cell-(for system PN 925714) |  | 1 | [25 empty] | 10035 | 1072471
926364 | SYS-HPS21026-MZTC-(-6)~6V-5A/1A/0.1A/0.01A/0.001A/0.0001A-2CH-auxV-auxT(PT100)-2C(1Co/C, 1Cyl/C)-100~240V1P-V1.0 | All in one | 2 | 110V1P/220V1P | 6 | 5 |  |  |  | SYS-HPS21026-MZTC-(-6)~6V-5A/1A/0.1A/0.01A/0.001A/0.0001A-2CH-auxV-auxT(PT100)-2C(1Co/C, 1Cyl/C)-100~240V1P-V1.0 |  | 1 | [25 empty] | 12702
926366 | SYS-HPS21026-MZTC-(-6)~6V-5A/1A/0.1A/0.01A/0.001A/0.0001A-2CH-auxV-auxT(PT100)-2C(1Cyl/C, 1Univ/C)-100~240V1P-V1.0 | All in one | 2 | 110V1P/220V1P | 6 | 5 |  |  |  | SYS-HPS21026-MZTC-(-6)~6V-5A/1A/0.1A/0.01A/0.001A/0.0001A-2CH-auxV-auxT(PT100)-2C(1Cyl/C, 1Univ/C)-100~240V1P-V1.0 |  | 1 | [25 empty] | 12702
926368 | SYS-HPS21026-MZTC-(-6)~6V-5A/1A/0.1A/0.01A/0.001A/0.0001A-2CH-auxV-auxT(PT100)-2C(1Co/C, 1Univ/C)-100~240V1P-V1.0 | All in one | 2 | 110V1P/220V1P | 6 | 5 |  |  |  | SYS-HPS21026-MZTC-(-6)~6V-5A/1A/0.1A/0.01A/0.001A/0.0001A-2CH-auxV-auxT(PT100)-2C(1Co/C, 1Univ/C)-100~240V1P-V1.0 |  | 1 | [25 empty] | 12702
926370 | SYSTEM-RBT42023H-(0~200)V-300A/75A/10A-60KW2CH-96KW(PM)-(440~520)V3P/(200~240)V1P-NS | RBT4 | 2 | 480V3P | 300 | 200 | 0 | RBT42 200V 300A |  |  |  | 1 | 4P15PHNX-F | 3P5.08PHNX-F | 450400 | 306154 | 4 | 2 | [6 empty] | YES | YES | YES | 0 | 0 | NO | NO | 3 | RBT4 200V 300A 2CH | 1 |  |  |  | 82140 | 1097737
926372 | SYSTEM-RBT42082H-(8~100)V-75A/10A-7.5KW16CH-120KW-(340~450)V3P/(200~240)V1P-NS | RBT4 | 16 | 380V3P | 75 | 100 | 8 | RBT42 100V 75A |  |  |  | 1 | 4P15PHNX-F | 3P5.08PHNX-F | 450400 | 306154 | 8 | 16 | [6 empty] | NO | YES | NO | 0 | 0 | NO | NO | 2 | RBT4 100V 75A 8CH | 2 |  |  |  | 105387 | 1097738
926374 | SYSTEM-RBT42043H-(8~100)V-150A/75A/10A-15KW8CH-120KW-(340~450)V3P/(200~240)V1P-NS | RBT4 | 8 | 380V3P | 150 | 100 | 8 | RBT42 100V 150A |  |  |  | 1 | 4P15PHNX-F | 3P5.08PHNX-F | 450400 | 306154 | 8 | 8 | [6 empty] | NO | YES | NO | 0 | 0 | NO | NO | 3 | RBT4 100V 150A 4CH | 2 |  |  |  | 105387 | 1097739
926376 | SYSTEM-RBT42023H-(8~100)V-300A/75A/10A-30KW4CH-120KW-(340~450)V3P/(200~240)V1P-NS | RBT4 | 4 | 380V3P | 300 | 100 | 8 | RBT42 100V 300A |  |  |  | 1 | 4P15PHNX-F | 3P5.08PHNX-F | 450400 | 306154 | 8 | 4 | [6 empty] | NO | YES | NO | 0 | 0 | NO | NO | 3 | RBT4 100V 300A 2CH | 2 |  |  |  | 105387 | 1097740
926378 | SYSTEM-RBT42082H-(0~60)V-75A/10A-4.5KW16CH-62KW(PM)-(440~520)V3P/(200~240)V1P-NS | RBT4 | 16 | 480V3P | 75 | 60 | 0 | RBT42 60V 75A |  |  |  | 2 | 4P15PHNX-F | 3P5.08PHNX-F | 450400 | 306154 | 8 | 16 | [6 empty] | YES | YES | YES | 0 | 0 | NO | NO | 2 | RBT4 60V 75A 8CH | 2 |  |  |  | 98947 | 1097741
926380 | SYSTEM-RBT42082H-(8~200)V-75A/10A-15KW8CH-100KW(PM)-(440~520)V3P/(200~240)V1P-NS | RBT4 | 8 | 480V3P | 75 | 200 | 8 | RBT42 200V 75A |  |  |  | 1 | 4P15PHNX-F | 3P5.08PHNX-F | 450400 | 306154 | 4 | 8 | [6 empty] | NO | YES | YES | 0 | 0 | NO | NO | 2 | RBT4 200V 75A 8CH | 1 |  |  |  | 77467 | 1097742
926382 | SYSTEM-RBT42082H-(0~200)V-75A/10A-15KW8CH-96KW(PM)-(440~520)V3P/(200~240)V1P-NS | RBT4 | 8 | 480V3P | 75 | 200 | 0 | RBT42 200V 75A |  |  |  | 1 | 4P15PHNX-F | 3P5.08PHNX-F | 450400 | 306154 | 4 | 8 | [6 empty] | YES | YES | YES | 0 | 0 | NO | NO | 2 | RBT4 200V 75A 8CH | 1 |  |  |  | 82140 | 1097743
926384 | SYSTEM-RBT42043H-(0~60)V-150A/75A/10A-9KW8CH-62KW(PM)-(440~520)V3P/(200~240)V1P-NS | RBT4 | 8 | 480V3P | 150 | 60 | 0 | RBT42 60V 150A |  |  |  | 2 | 4P15PHNX-F | 3P5.08PHNX-F | 450400 | 306154 | 8 | 8 | [6 empty] | YES | YES | YES | 0 | 0 | NO | NO | 3 | RBT4 60V 150A 4CH | 2 |  |  |  | 98947 | 1097744
926386 | SYSTEM-RBT42043H-(8~200)V-150A/75A/10A-30KW4CH-100KW(PM)-(440~520)V3P/(200~240)V1P-NS | RBT4 | 4 | 480V3P | 150 | 200 | 8 | RBT42 200V 150A |  |  |  | 1 | 4P15PHNX-F | 3P5.08PHNX-F | 450400 | 306154 | 4 | 4 | [6 empty] | NO | YES | YES | 0 | 0 | NO | NO | 3 | RBT4 200V 150A 4CH | 1 |  |  |  | 77467 | 1097745
926388 | SYSTEM-RBT42043H-(0~200)V-150A/75A/10A-30KW4CH-96KW(PM)-(440~520)V3P/(200~240)V1P-NS | RBT4 | 4 | 480V3P | 150 | 200 | 0 | RBT42 200V 150A |  |  |  | 1 | 4P15PHNX-F | 3P5.08PHNX-F | 450400 | 306154 | 4 | 4 | [6 empty] | YES | YES | YES | 0 | 0 | NO | NO | 3 | RBT4 200V 150A 4CH | 1 |  |  |  | 82140 | 1097746
926390 | SYSTEM-RBT42023H-(0~60)V-300A/75A/10A-18KW4CH-62KW(PM)-(440~520)V3P/(200~240)V1P-NS | RBT4 | 4 | 480V3P | 300 | 60 | 0 | RBT42 60V 300A |  |  |  | 2 | 4P15PHNX-F | 3P5.08PHNX-F | 450400 | 306154 | 8 | 4 | [6 empty] | YES | YES | YES | 0 | 0 | NO | NO | 3 | RBT4 60V 300A 2CH | 2 |  |  |  | 98947 | 1097747
926392 | SYSTEM-RBT42023H-(8~200)V-300A/75A/10A-60KW2CH-100KW(PM)-(440~520)V3P/(200~240)V1P-NS | RBT4 | 2 | 480V3P | 300 | 200 | 8 | RBT42 200V 300A |  |  |  | 1 | 4P15PHNX-F | 3P5.08PHNX-F | 450400 | 306154 | 4 | 2 | [6 empty] | NO | YES | YES | 0 | 0 | NO | NO | 3 | RBT4 200V 300A 2CH | 1 |  |  |  | 77467 | 1097748
926444 | SYS-RBT43012-(20~300)V/150V-200/100A-60KW-1CH-60KW-(340~450)V3P/(200~240)V1P-V1.0 | RBT4 | 1 | 380V3P | 200 | 300 | 20 | RBT43 300V 200A | [16 empty] | NO | YES | NO | 0 | 0 | NO | NO | 2 | [5 empty] | 66360 | 1108857
926446 | SYS-RBT43012-(20~300)V/150V-200/100A-60KW-2CH-100KW(PM)-(340~450)V3P/(200~240)V1P-V1.0 | RBT4 | 2 | 380V3P | 200 | 300 | 20 | RBT43 300V 200A | [16 empty] | NO | YES | YES | 0 | 0 | NO | NO | 2 | [5 empty] | 79714 | 1108858
926448 | SYS-RBT43012-(20~300)V/150V-200/100A-60KW-2CH-120KW-(340~450)V3P/(200~240)V1P-V1.0 | RBT4 | 2 | 380V3P | 200 | 300 | 20 | RBT43 300V 200A | [16 empty] | NO | YES | NO | 0 | 0 | NO | NO | 2 | [5 empty] | 98687 | 1108859
926450 | SYS-RBT43012-(20~300)V/150V-200/100A-60KW-3CH-100KW(PM)-(340~450)V3P/(200~240)V1P-V1.0 | RBT4 | 3 | 380V3P | 200 | 300 | 20 | RBT43 300V 200A | [16 empty] | NO | YES | YES | 0 | 0 | NO | NO | 2 | [5 empty] | 90274 | 1108860
926452 | SYS-RBT43012-(20~300)V/150V-200/100A-60KW-3CH-150KW(PM)-(340~450)V3P/(200~240)V1P-V1.0 | RBT4 | 3 | 380V3P | 200 | 300 | 20 | RBT43 300V 200A | [16 empty] | NO | YES | YES | 0 | 0 | NO | NO | 2 | [5 empty] | 112240 | 1108861
926454 | SYS-RBT43012-(20~300)V/150V-200/100A-60KW-3CH-180KW-(340~450)V3P/(200~240)V1P-V1.0 | RBT4 | 3 | 380V3P | 200 | 300 | 20 | RBT43 300V 200A | [16 empty] | NO | YES | NO | 0 | 0 | NO | NO | 2 | [5 empty] | 131947 | 1108957
926456 | SYS-RBT43012-(20~300)V/150V-200/100A-60KW-4CH-150KW(PM)-(340~450)V3P/(200~240)V1P-V1.0 | RBT4 | 4 | 380V3P | 200 | 300 | 20 | RBT43 300V 200A | [16 empty] | NO | YES | YES | 0 | 0 | NO | NO | 2 | [5 empty] | 122800 | 1108862
926458 | SYS-RBT43012-(20~300)V/150V-200/100A-60KW-4CH-200KW(PM)-(340~450)V3P/(200~240)V1P-V1.0 | RBT4 | 4 | 380V3P | 200 | 300 | 20 | RBT43 300V 200A | [16 empty] | NO | YES | YES | 0 | 0 | NO | NO | 2 | [5 empty] | 142507 | 1108863
926460 | SYS-RBT43012-(20~300)V/150V-200/100A-60KW-4CH-240KW-(340~450)V3P/(200~240)V1P-V1.0 | RBT4 | 4 | 380V3P | 200 | 300 | 20 | RBT43 300V 200A | [16 empty] | NO | YES | NO | 0 | 0 | NO | NO | 2 | [5 empty] | 170454 | 1109057
926462 | SYS-RBT43012-(20~400)V/200V-200/100A-80KW-1CH-80KW-(340~450)V3P/(200~240)V1P-V1.0 | RBT4 | 1 | 380V3P | 200 | 400 | 20 | RBT43 400V 200A | [16 empty] | NO | YES | NO | 0 | 0 | NO | NO | 2 | [5 empty] | 68240 | 1109058
926464 | SYS-RBT43012-(20~400)V/200V-200/100A-80KW-2CH-100KW(PM)-(340~450)V3P/(200~240)V1P-V1.0 | RBT4 | 2 | 380V3P | 200 | 400 | 20 | RBT43 400V 200A | [16 empty] | NO | YES | YES | 0 | 0 | NO | NO | 2 | [5 empty] | 79714 | 1108864
926466 | SYS-RBT43012-(20~400)V/200V-200/100A-80KW-2CH-150KW(PM)-(340~450)V3P/(200~240)V1P-V1.0 | RBT4 | 2 | 380V3P | 200 | 400 | 20 | RBT43 400V 200A | [16 empty] | NO | YES | YES | 0 | 0 | NO | NO | 2 | [5 empty] | 101680 | 1108865
926468 | SYS-RBT43012-(20~400)V/200V-200/100A-80KW-2CH-160KW-(340~450)V3P/(200~240)V1P-V1.0 | RBT4 | 2 | 380V3P | 200 | 400 | 20 | RBT43 400V 200A | [16 empty] | NO | YES | NO | 0 | 0 | NO | NO | 2 | [5 empty] | 119720 | 1108958
926470 | SYS-RBT43012-(20~400)V/200V-200/100A-80KW-3CH-150KW(PM)-(340~450)V3P/(200~240)V1P-V1.0 | RBT4 | 3 | 380V3P | 200 | 400 | 20 | RBT43 400V 200A | [16 empty] | NO | YES | YES | 0 | 0 | NO | NO | 2 | [5 empty] | 112240 | 1108959
926472 | SYS-RBT43012-(20~400)V/200V-200/100A-80KW-3CH-200KW(PM)-(340~450)V3P/(200~240)V1P-V1.0 | RBT4 | 3 | 380V3P | 200 | 400 | 20 | RBT43 400V 200A | [16 empty] | NO | YES | YES | 0 | 0 | NO | NO | 2 | [5 empty] | 131947 | 1108866
926474 | SYS-RBT43012-(20~400)V/200V-200/100A-80KW-3CH-240KW-(340~450)V3P/(200~240)V1P-V1.0 | RBT4 | 3 | 380V3P | 200 | 400 | 20 | RBT43 400V 200A | [16 empty] | NO | YES | NO | 0 | 0 | NO | NO | 2 | [5 empty] | 159894 | 1109059
926476 | SYS-RBT43012-(20~400)V/200V-200/100A-80KW-4CH-200KW(PM)-(340~450)V3P/(200~240)V1P-V1.0 | RBT4 | 4 | 380V3P | 200 | 400 | 20 | RBT43 400V 200A | [16 empty] | NO | YES | YES | 0 | 0 | NO | NO | 2 | [5 empty] | 142507 | 1108867
926478 | SYS-RBT43012-(20~400)V/200V-200/100A-80KW-4CH-250KW(PM)-(340~450)V3P/(200~240)V1P-V1.0 | RBT4 | 4 | 380V3P | 200 | 400 | 20 | RBT43 400V 200A | [16 empty] | NO | YES | YES | 0 | 0 | NO | NO | 2 | [5 empty] | 170454 | 1108868
926480 | SYS-RBT43012-(20~400)V/200V-200/100A-80KW-4CH-300KW(PM)-(340~450)V3P/(200~240)V1P-V1.0 | RBT4 | 4 | 380V3P | 200 | 400 | 20 | RBT43 400V 200A | [16 empty] | NO | YES | YES | 0 | 0 | NO | NO | 2 | [5 empty] | 188494 | 1108869
926482 | SYS-RBT43012-(20~400)V/200V-200/100A-80KW-4CH-320KW-(340~450)V3P/(200~240)V1P-V1.0 | RBT4 | 4 | 380V3P | 200 | 400 | 20 | RBT43 400V 200A | [16 empty] | NO | YES | NO | 0 | 0 | NO | NO | 2 | [5 empty] | 209767 | 1108870
926484 | SYS-RBT43012-(20~500)V/250V-200/100A-100KW-1CH-100KW-(340~450)V3P/(200~240)V1P-V1.0 | RBT4 | 1 | 380V3P | 200 | 500 | 20 | RBT43 500V 200A | [16 empty] | NO | YES | NO | 0 | 0 | NO | NO | 2 | [5 empty] | 69154 | 1108871
926486 | SYS-RBT43012-(20~500)V/250V-200/100A-100KW-2CH-100KW(PM)-(340~450)V3P/(200~240)V1P-V1.0 | RBT4 | 2 | 380V3P | 200 | 500 | 20 | RBT43 500V 200A | [16 empty] | NO | YES | YES | 0 | 0 | NO | NO | 2 | [5 empty] | 79714 | 1108960
926488 | SYS-RBT43012-(20~500)V/250V-200/100A-100KW-2CH-150KW(PM)-(340~450)V3P/(200~240)V1P-V1.0 | RBT4 | 2 | 380V3P | 200 | 500 | 20 | RBT43 500V 200A | [16 empty] | NO | YES | YES | 0 | 0 | NO | NO | 2 | [5 empty] | 101680 | 1109060
926490 | SYS-RBT43012-(20~500)V/250V-200/100A-100KW-2CH-200KW-(340~450)V3P/(200~240)V1P-V1.0 | RBT4 | 2 | 380V3P | 200 | 500 | 20 | RBT43 500V 200A | [16 empty] | NO | YES | NO | 0 | 0 | NO | NO | 2 | [5 empty] | 121387 | 1109061
926492 | SYS-RBT43012-(20~500)V/250V-200/100A-100KW-3CH-150KW(PM)-(340~450)V3P/(200~240)V1P-V1.0 | RBT4 | 3 | 380V3P | 200 | 500 | 20 | RBT43 500V 200A | [16 empty] | NO | YES | YES | 0 | 0 | NO | NO | 2 | [5 empty] | 112240 | 1109062
926494 | SYS-RBT43012-(20~500)V/250V-200/100A-100KW-3CH-200KW(PM)-(340~450)V3P/(200~240)V1P-V1.0 | RBT4 | 3 | 380V3P | 200 | 500 | 20 | RBT43 500V 200A | [16 empty] | NO | YES | YES | 0 | 0 | NO | NO | 2 | [5 empty] | 131947 | 1108872
926496 | SYS-RBT43012-(20~500)V/250V-200/100A-100KW-3CH-250KW(PM)-(340~450)V3P/(200~240)V1P-V1.0 | RBT4 | 3 | 380V3P | 200 | 500 | 20 | RBT43 500V 200A | [16 empty] | NO | YES | YES | 0 | 0 | NO | NO | 2 | [5 empty] | 159894 | 1108873
926498 | SYS-RBT43012-(20~500)V/250V-200/100A-100KW-3CH-300KW-(340~450)V3P/(200~240)V1P-V1.0 | RBT4 | 3 | 380V3P | 200 | 500 | 20 | RBT43 500V 200A | [16 empty] | NO | YES | NO | 0 | 0 | NO | NO | 2 | [5 empty] | 177934 | 1109063
926500 | SYS-RBT43012-(20~500)V/250V-200/100A-100KW-4CH-200KW(PM)-(340~450)V3P/(200~240)V1P-V1.0 | RBT4 | 4 | 380V3P | 200 | 500 | 20 | RBT43 500V 200A | [16 empty] | NO | YES | YES | 0 | 0 | NO | NO | 2 | [5 empty] | 142507 | 1108961
926502 | SYS-RBT43012-(20~500)V/250V-200/100A-100KW-4CH-250KW(PM)-(340~450)V3P/(200~240)V1P-V1.0 | RBT4 | 4 | 380V3P | 200 | 500 | 20 | RBT43 500V 200A | [16 empty] | NO | YES | YES | 0 | 0 | NO | NO | 2 | [5 empty] | 170454 | 1109064
926504 | SYS-RBT43012-(20~500)V/250V-200/100A-100KW-4CH-300KW(PM)-(340~450)V3P/(200~240)V1P-V1.0 | RBT4 | 4 | 380V3P | 200 | 500 | 20 | RBT43 500V 200A | [16 empty] | NO | YES | YES | 0 | 0 | NO | NO | 2 | [5 empty] | 142507 | 1108874
926506 | SYS-RBT43012-(20~500)V/250V-200/100A-100KW-4CH-350KW(PM)-(340~450)V3P/(200~240)V1P-V1.0 | RBT4 | 4 | 380V3P | 200 | 500 | 20 | RBT43 500V 200A | [16 empty] | NO | YES | YES | 0 | 0 | NO | NO | 2 | [5 empty] | 188494 | 1108875
926508 | SYS-RBT43012-(20~500)V/250V-200/100A-100KW-4CH-400KW-(340~450)V3P/(200~240)V1P-V1.0 | RBT4 | 4 | 380V3P | 200 | 500 | 20 | RBT43 500V 200A | [16 empty] | NO | YES | NO | 0 | 0 | NO | NO | 2 | [5 empty] | 209767 | 1109065
926510 | SYS-RBT44012-(30~600)V/300V-150/75A-90KW-1CH-90KW-(340~450)V3P/(200~240)V1P-V1.0 | RBT4 | 1 | 380V3P | 150 | 600 | 30 | RBT43 600V 150A | [16 empty] | NO | YES | NO | 0 | 0 | NO | NO | 2 | [5 empty] | 227807 | 1109066
926512 | SYS-RBT44012-(30~600)V/300V-150/75A-90KW-2CH-100KW(PM)-(340~450)V3P/(200~240)V1P-V1.0 | RBT4 | 2 | 380V3P | 150 | 600 | 30 | RBT43 600V 150A | [16 empty] | NO | YES | YES | 0 | 0 | NO | NO | 2 | [5 empty] | 69154 | 1108876
926514 | SYS-RBT44012-(30~600)V/300V-150/75A-90KW-2CH-150KW(PM)-(340~450)V3P/(200~240)V1P-V1.0 | RBT4 | 2 | 380V3P | 150 | 600 | 30 | RBT43 600V 150A | [16 empty] | NO | YES | YES | 0 | 0 | NO | NO | 2 | [5 empty] | 79714 | 1108877
926516 | SYS-RBT44012-(30~600)V/300V-150/75A-90KW-2CH-180KW-(340~450)V3P/(200~240)V1P-V1.0 | RBT4 | 2 | 380V3P | 150 | 600 | 30 | RBT43 600V 150A | [16 empty] | NO | YES | NO | 0 | 0 | NO | NO | 2 | [5 empty] | 101680 | 1108878
926518 | SYS-RBT44012-(30~600)V/300V-150/75A-90KW-3CH-150KW(PM)-(340~450)V3P/(200~240)V1P-V1.0 | RBT4 | 3 | 380V3P | 150 | 600 | 30 | RBT43 600V 150A | [16 empty] | NO | YES | YES | 0 | 0 | NO | NO | 2 | [5 empty] | 121387 | 1108879
926520 | SYS-RBT44012-(30~600)V/300V-150/75A-90KW-3CH-200KW(PM)-(340~450)V3P/(200~240)V1P-V1.0 | RBT4 | 3 | 380V3P | 150 | 600 | 30 | RBT43 600V 150A | [16 empty] | NO | YES | YES | 0 | 0 | NO | NO | 2 | [5 empty] | 112240 | 1108880
926522 | SYS-RBT44012-(30~600)V/300V-150/75A-90KW-3CH-250KW(PM)-(340~450)V3P/(200~240)V1P-V1.0 | RBT4 | 3 | 380V3P | 150 | 600 | 30 | RBT43 600V 150A | [16 empty] | NO | YES | YES | 0 | 0 | NO | NO | 2 | [5 empty] | 131947 | 1108962
926524 | SYS-RBT44012-(30~600)V/300V-150/75A-90KW-3CH-270KW-(340~450)V3P/(200~240)V1P-V1.0 | RBT4 | 3 | 380V3P | 150 | 600 | 30 | RBT43 600V 150A | [16 empty] | NO | YES | NO | 0 | 0 | NO | NO | 2 | [5 empty] | 159894 | 1108963
926526 | SYS-RBT44012-(30~600)V/300V-150/75A-90KW-4CH-200KW(PM)-(340~450)V3P/(200~240)V1P-V1.0 | RBT4 | 4 | 380V3P | 150 | 600 | 30 | RBT43 600V 150A | [16 empty] | NO | YES | YES | 0 | 0 | NO | NO | 2 | [5 empty] | 172047 | 1108881
926528 | SYS-RBT44012-(30~600)V/300V-150/75A-90KW-4CH-250KW(PM)-(340~450)V3P/(200~240)V1P-V1.0 | RBT4 | 4 | 380V3P | 150 | 600 | 30 | RBT43 600V 150A | [16 empty] | NO | YES | YES | 0 | 0 | NO | NO | 2 | [5 empty] | 170454 | 1109067
926530 | SYS-RBT44012-(30~600)V/300V-150/75A-90KW-4CH-300KW(PM)-(340~450)V3P/(200~240)V1P-V1.0 | RBT4 | 4 | 380V3P | 150 | 600 | 30 | RBT43 600V 150A | [16 empty] | NO | YES | YES | 0 | 0 | NO | NO | 2 | [5 empty] | 188494 | 1109068
926532 | SYS-RBT44012-(30~600)V/300V-150/75A-90KW-4CH-360KW-(340~450)V3P/(200~240)V1P-V1.0 | RBT4 | 4 | 380V3P | 150 | 600 | 30 | RBT43 600V 150A | [16 empty] | NO | YES | NO | 0 | 0 | NO | NO | 2 | [5 empty] | 209767 | 1108882
926534 | SYS-RBT44012-(30~750)V/375V-150/75A-100KW-1CH-100KW-(340~450)V3P/(200~240)V1P-V1.0 | RBT4 | 1 | 380V3P | 150 | 750 | 30 | RBT43 750V 150A | [16 empty] | NO | YES | NO | 0 | 0 | NO | NO | 2 | [5 empty] | 69154 | 1108883
926536 | SYS-RBT44012-(30~750)V/375V-150/75A-100KW-2CH-100KW(PM)-(340~450)V3P/(200~240)V1P-V1.0 | RBT4 | 2 | 380V3P | 150 | 750 | 30 | RBT43 750V 150A | [16 empty] | NO | YES | YES | 0 | 0 | NO | NO | 2 | [5 empty] | 79714 | 1108884
926538 | SYS-RBT44012-(30~750)V/375V-150/75A-100KW-2CH-150KW(PM)-(340~450)V3P/(200~240)V1P-V1.0 | RBT4 | 2 | 380V3P | 150 | 750 | 30 | RBT43 750V 150A | [16 empty] | NO | YES | YES | 0 | 0 | NO | NO | 2 | [5 empty] | 101680 | 1109069
926540 | SYS-RBT44012-(30~750)V/375V-150/75A-100KW-2CH-200KW-(340~450)V3P/(200~240)V1P-V1.0 | RBT4 | 2 | 380V3P | 150 | 750 | 30 | RBT43 750V 150A | [16 empty] | NO | YES | NO | 0 | 0 | NO | NO | 2 | [5 empty] | 121387 | 1108885
926542 | SYS-RBT44012-(30~750)V/375V-150/75A-100KW-3CH-150KW(PM)-(340~450)V3P/(200~240)V1P-V1.0 | RBT4 | 3 | 380V3P | 150 | 750 | 30 | RBT43 750V 150A | [16 empty] | NO | YES | YES | 0 | 0 | NO | NO | 2 | [5 empty] | 112240 | 1108886
926544 | SYS-RBT44012-(30~750)V/375V-150/75A-100KW-3CH-200KW(PM)-(340~450)V3P/(200~240)V1P-V1.0 | RBT4 | 3 | 380V3P | 150 | 750 | 30 | RBT43 750V 150A | [16 empty] | NO | YES | YES | 0 | 0 | NO | NO | 2 | [5 empty] | 131947 | 1108887
926546 | SYS-RBT44012-(30~750)V/375V-150/75A-100KW-3CH-250KW(PM)-(340~450)V3P/(200~240)V1P-V1.0 | RBT4 | 3 | 380V3P | 150 | 750 | 30 | RBT43 750V 150A | [16 empty] | NO | YES | YES | 0 | 0 | NO | NO | 2 | [5 empty] | 159894 | 1108888
926548 | SYS-RBT44012-(30~750)V/375V-150/75A-100KW-3CH-300KW-(340~450)V3P/(200~240)V1P-V1.0 | RBT4 | 3 | 380V3P | 150 | 750 | 30 | RBT43 750V 150A | [16 empty] | NO | YES | NO | 0 | 0 | NO | NO | 2 | [5 empty] | 177934 | 1108889
926550 | SYS-RBT44012-(30~750)V/375V-150/75A-100KW-4CH-200KW(PM)-(340~450)V3P/(200~240)V1P-V1.0 | RBT4 | 4 | 380V3P | 150 | 750 | 30 | RBT43 750V 150A | [16 empty] | NO | YES | YES | 0 | 0 | NO | NO | 2 | [5 empty] | 142507 | 1108890
926552 | SYS-RBT44012-(30~750)V/375V-150/75A-100KW-4CH-250KW(PM)-(340~450)V3P/(200~240)V1P-V1.0 | RBT4 | 4 | 380V3P | 150 | 750 | 30 | RBT43 750V 150A | [16 empty] | NO | YES | YES | 0 | 0 | NO | NO | 2 | [5 empty] | 170454 | 1108891
926554 | SYS-RBT44012-(30~750)V/375V-150/75A-100KW-4CH-300KW(PM)-(340~450)V3P/(200~240)V1P-V1.0 | RBT4 | 4 | 380V3P | 150 | 750 | 30 | RBT43 750V 150A | [16 empty] | NO | YES | YES | 0 | 0 | NO | NO | 2 | [5 empty] | 188494 | 1108892
926556 | SYS-RBT44012-(30~750)V/375V-150/75A-100KW-4CH-350KW(PM)-(340~450)V3P/(200~240)V1P-V1.0 | RBT4 | 4 | 380V3P | 150 | 750 | 30 | RBT43 750V 150A | [16 empty] | NO | YES | YES | 0 | 0 | NO | NO | 2 | [5 empty] | 209767 | 1108893
926558 | SYS-RBT44012-(30~750)V/375V-150/75A-100KW-4CH-400KW-(340~450)V3P/(200~240)V1P-V1.0 | RBT4 | 4 | 380V3P | 150 | 750 | 30 | RBT43 750V 150A | [16 empty] | NO | YES | NO | 0 | 0 | NO | NO | 2 | [5 empty] | 227807 | 1108964
926560 | SYS-RBT45012-(40~1000)V/500V-100/50A-100KW-1CH-100KW-(340~450)V3P/(200~240)V1P-V1.0 | RBT4 | 1 | 380V3P | 100 | 1000 | 40 | RBT43 1000V 100A | [16 empty] | NO | YES | NO | 0 | 0 | NO | NO | 2 | [5 empty] | 69154 | 1108894
926562 | SYS-RBT45012-(40~1000)V/500V-100/50A-100KW-2CH-200KW-(340~450)V3P/(200~240)V1P-V1.0 | RBT4 | 2 | 380V3P | 100 | 1000 | 40 | RBT43 1000V 100A | [16 empty] | NO | YES | NO | 0 | 0 | NO | NO | 2 | [5 empty] | 121387 | 1108895
926564 | SYS-RBT45012-(40~1000)V/500V-100/50A-100KW-3CH-300KW-(340~450)V3P/(200~240)V1P-V1.0 | RBT4 | 3 | 380V3P | 100 | 1000 | 40 | RBT43 1000V 100A | [16 empty] | NO | YES | NO | 0 | 0 | NO | NO | 2 | [5 empty] | 177934 | 1108896
926566 | SYS-RBT45012-(40~1000)V/500V-100/50A-100KW-4CH-400KW-(340~450)V3P/(200~240)V1P-V1.0 | RBT4 | 4 | 380V3P | 100 | 1000 | 40 | RBT43 1000V 100A | [16 empty] | NO | YES | NO | 0 | 0 | NO | NO | 2 | [5 empty] | 227807 | 1108897
926568 | SYS-RBT46012-(60~1500)V/750V-150A-100KW-1CH-100KW-(340~450)V3P/(200~240)V1P-V1.0 | RBT4 | 1 | 380V3P | 150 | 1500 | 60 | RBT43 1500V 150A | [16 empty] | NO | YES | NO | 0 | 0 | NO | NO | 1 | [5 empty] | 79714 | 1108898
926570 | SYS-RBT46012-(60~1500)V/750V-150A-200KW-1CH-200KW-(340~450)V3P/(200~240)V1P-V1.0 | RBT4 | 1 | 380V3P | 150 | 1500 | 60 | RBT43 1500V 150A | [16 empty] | NO | YES | NO | 0 | 0 | NO | NO | 1 | [5 empty] | 121387 | 1108899
926572 | SYS-RBT46012-(60~1500)V/750V-150A-100KW-2CH-200KW-(340~450)V3P/(200~240)V1P-V1.0 | RBT4 | 2 | 380V3P | 150 | 1500 | 60 | RBT43 1500V 150A | [16 empty] | NO | YES | NO | 0 | 0 | NO | NO | 1 | [5 empty] | 142507 | 1109070
926574 | SYS-RBT46012-(60~1500)V/750V-150A-200KW-2CH-400KW-(340~450)V3P/(200~240)V1P-V1.0 | RBT4 | 2 | 380V3P | 150 | 1500 | 60 | RBT43 1500V 150A | [16 empty] | NO | YES | NO | 0 | 0 | NO | NO | 1 | [5 empty] | 227807 | 1108900
926576 | SYS-RBT43012-(20~300)V/150V-200/100A-60KW-1CH-60KW-(440~520)V3P/(200~240)V1P-V1.0 | RBT4 | 1 | 480V3P | 200 | 300 | 20 | RBT43 300V 200A | [16 empty] | NO | YES | NO | 0 | 0 | NO | NO | 2 | [5 empty] | 64734 | 1108901
926578 | SYS-RBT43012-(20~300)V/150V-200/100A-60KW-2CH-100KW(PM)-(440~520)V3P/(200~240)V1P-V1.0 | RBT4 | 2 | 480V3P | 200 | 300 | 20 | RBT43 300V 200A | [16 empty] | NO | YES | YES | 0 | 0 | NO | NO | 2 | [5 empty] | 78800 | 1108902
926580 | SYS-RBT43012-(20~300)V/150V-200/100A-60KW-2CH-120KW-(440~520)V3P/(200~240)V1P-V1.0 | RBT4 | 2 | 480V3P | 200 | 300 | 20 | RBT43 300V 200A | [16 empty] | NO | YES | NO | 0 | 0 | NO | NO | 2 | [5 empty] | 97754 | 1108903
926582 | SYS-RBT43012-(20~300)V/150V-200/100A-60KW-3CH-100KW(PM)-(440~520)V3P/(200~240)V1P-V1.0 | RBT4 | 3 | 480V3P | 200 | 300 | 20 | RBT43 300V 200A | [16 empty] | NO | YES | YES | 0 | 0 | NO | NO | 2 | [5 empty] | 89360 | 1108904
926584 | SYS-RBT43012-(20~300)V/150V-200/100A-60KW-3CH-150KW(PM)-(440~520)V3P/(200~240)V1P-V1.0 | RBT4 | 3 | 480V3P | 200 | 300 | 20 | RBT43 300V 200A | [16 empty] | NO | YES | YES | 0 | 0 | NO | NO | 2 | [5 empty] | 109247 | 1108905
926586 | SYS-RBT43012-(20~300)V/150V-200/100A-60KW-3CH-180KW-(440~520)V3P/(200~240)V1P-V1.0 | RBT4 | 3 | 480V3P | 200 | 300 | 20 | RBT43 300V 200A | [16 empty] | NO | YES | NO | 0 | 0 | NO | NO | 2 | [5 empty] | 130280 | 1109071
926588 | SYS-RBT43012-(20~300)V/150V-200/100A-60KW-4CH-150KW(PM)-(440~520)V3P/(200~240)V1P-V1.0 | RBT4 | 4 | 480V3P | 200 | 300 | 20 | RBT43 300V 200A | [16 empty] | NO | YES | YES | 0 | 0 | NO | NO | 2 | [5 empty] | 119807 | 1108906
926590 | SYS-RBT43012-(20~300)V/150V-200/100A-60KW-4CH-200KW(PM)-(440~520)V3P/(200~240)V1P-V1.0 | RBT4 | 4 | 480V3P | 200 | 300 | 20 | RBT43 300V 200A | [16 empty] | NO | YES | YES | 0 | 0 | NO | NO | 2 | [5 empty] | 140840 | 1108907
926592 | SYS-RBT43012-(20~300)V/150V-200/100A-60KW-4CH-240KW-(440~520)V3P/(200~240)V1P-V1.0 | RBT4 | 4 | 480V3P | 200 | 300 | 20 | RBT43 300V 200A | [16 empty] | NO | YES | NO | 0 | 0 | NO | NO | 2 | [5 empty] | 164567 | 1108965
926594 | SYS-RBT43012-(20~400)V/200V-200/100A-80KW-1CH-80KW-(440~520)V3P/(200~240)V1P-V1.0 | RBT4 | 1 | 480V3P | 200 | 400 | 20 | RBT43 400V 200A | [16 empty] | NO | YES | NO | 0 | 0 | NO | NO | 2 | [5 empty] | 66360 | 1108966
926596 | SYS-RBT43012-(20~400)V/200V-200/100A-80KW-2CH-100KW(PM)-(440~520)V3P/(200~240)V1P-V1.0 | RBT4 | 2 | 480V3P | 200 | 400 | 20 | RBT43 400V 200A | [16 empty] | NO | YES | YES | 0 | 0 | NO | NO | 2 | [5 empty] | 78800 | 1108908
926598 | SYS-RBT43012-(20~400)V/200V-200/100A-80KW-2CH-150KW(PM)-(440~520)V3P/(200~240)V1P-V1.0 | RBT4 | 2 | 480V3P | 200 | 400 | 20 | RBT43 400V 200A | [16 empty] | NO | YES | YES | 0 | 0 | NO | NO | 2 | [5 empty] | 98687 | 1108909
926600 | SYS-RBT43012-(20~400)V/200V-200/100A-80KW-2CH-160KW-(440~520)V3P/(200~240)V1P-V1.0 | RBT4 | 2 | 480V3P | 200 | 400 | 20 | RBT43 400V 200A | [16 empty] | NO | YES | NO | 0 | 0 | NO | NO | 2 | [5 empty] | 116727 | 1108910
926602 | SYS-RBT43012-(20~400)V/200V-200/100A-80KW-3CH-150KW(PM)-(440~520)V3P/(200~240)V1P-V1.0 | RBT4 | 3 | 480V3P | 200 | 400 | 20 | RBT43 400V 200A | [16 empty] | NO | YES | YES | 0 | 0 | NO | NO | 2 | [5 empty] | 109247 | 1108911
926604 | SYS-RBT43012-(20~400)V/200V-200/100A-80KW-3CH-200KW(PM)-(440~520)V3P/(200~240)V1P-V1.0 | RBT4 | 3 | 480V3P | 200 | 400 | 20 | RBT43 400V 200A | [16 empty] | NO | YES | YES | 0 | 0 | NO | NO | 2 | [5 empty] | 130280 | 1108967
926606 | SYS-RBT43012-(20~400)V/200V-200/100A-80KW-3CH-240KW-(440~520)V3P/(200~240)V1P-V1.0 | RBT4 | 3 | 480V3P | 200 | 400 | 20 | RBT43 400V 200A | [16 empty] | NO | YES | NO | 0 | 0 | NO | NO | 2 | [5 empty] | 154007 | 1108968
926608 | SYS-RBT43012-(20~400)V/200V-200/100A-80KW-4CH-200KW(PM)-(440~520)V3P/(200~240)V1P-V1.0 | RBT4 | 4 | 480V3P | 200 | 400 | 20 | RBT43 400V 200A | [16 empty] | NO | YES | YES | 0 | 0 | NO | NO | 2 | [5 empty] | 140840 | 1109072
926610 | SYS-RBT43012-(20~400)V/200V-200/100A-80KW-4CH-250KW(PM)-(440~520)V3P/(200~240)V1P-V1.0 | RBT4 | 4 | 480V3P | 200 | 400 | 20 | RBT43 400V 200A | [16 empty] | NO | YES | YES | 0 | 0 | NO | NO | 2 | [5 empty] | 164567 | 1108969
926612 | SYS-RBT43012-(20~400)V/200V-200/100A-80KW-4CH-300KW(PM)-(440~520)V3P/(200~240)V1P-V1.0 | RBT4 | 4 | 480V3P | 200 | 400 | 20 | RBT43 400V 200A | [16 empty] | NO | YES | YES | 0 | 0 | NO | NO | 2 | [5 empty] | 182607 | 1108912
926614 | SYS-RBT43012-(20~400)V/200V-200/100A-80KW-4CH-320KW-(440~520)V3P/(200~240)V1P-V1.0 | RBT4 | 4 | 480V3P | 200 | 400 | 20 | RBT43 400V 200A | [16 empty] | NO | YES | NO | 0 | 0 | NO | NO | 2 | [5 empty] | 206534 | 1108913
926616 | SYS-RBT43012-(20~500)V/250V-200/100A-100KW-1CH-100KW-(440~520)V3P/(200~240)V1P-V1.0 | RBT4 | 1 | 480V3P | 200 | 500 | 20 | RBT43 500V 200A | [16 empty] | NO | YES | NO | 0 | 0 | NO | NO | 2 | [5 empty] | 68240 | 1109073
926618 | SYS-RBT43012-(20~500)V/250V-200/100A-100KW-2CH-100KW(PM)-(440~520)V3P/(200~240)V1P-V1.0 | RBT4 | 2 | 480V3P | 200 | 500 | 20 | RBT43 500V 200A | [16 empty] | NO | YES | YES | 0 | 0 | NO | NO | 2 | [5 empty] | 78800 | 1109074
926620 | SYS-RBT43012-(20~500)V/250V-200/100A-100KW-2CH-150KW(PM)-(440~520)V3P/(200~240)V1P-V1.0 | RBT4 | 2 | 480V3P | 200 | 500 | 20 | RBT43 500V 200A | [16 empty] | NO | YES | YES | 0 | 0 | NO | NO | 2 | [5 empty] | 98687 | 1108914
926622 | SYS-RBT43012-(20~500)V/250V-200/100A-100KW-2CH-200KW-(440~520)V3P/(200~240)V1P-V1.0 | RBT4 | 2 | 480V3P | 200 | 500 | 20 | RBT43 500V 200A | [16 empty] | NO | YES | NO | 0 | 0 | NO | NO | 2 | [5 empty] | 119720 | 1108915
926624 | SYS-RBT43012-(20~500)V/250V-200/100A-100KW-3CH-150KW(PM)-(440~520)V3P/(200~240)V1P-V1.0 | RBT4 | 3 | 480V3P | 200 | 500 | 20 | RBT43 500V 200A | [16 empty] | NO | YES | YES | 0 | 0 | NO | NO | 2 | [5 empty] | 109247 | 1108916
926626 | SYS-RBT43012-(20~500)V/250V-200/100A-100KW-3CH-200KW(PM)-(440~520)V3P/(200~240)V1P-V1.0 | RBT4 | 3 | 480V3P | 200 | 500 | 20 | RBT43 500V 200A | [16 empty] | NO | YES | YES | 0 | 0 | NO | NO | 2 | [5 empty] | 130280 | 1108917
926628 | SYS-RBT43012-(20~500)V/250V-200/100A-100KW-3CH-250KW(PM)-(440~520)V3P/(200~240)V1P-V1.0 | RBT4 | 3 | 480V3P | 200 | 500 | 20 | RBT43 500V 200A | [16 empty] | NO | YES | YES | 0 | 0 | NO | NO | 2 | [5 empty] | 154007 | 1108918
926630 | SYS-RBT43012-(20~500)V/250V-200/100A-100KW-3CH-300KW-(440~520)V3P/(200~240)V1P-V1.0 | RBT4 | 3 | 480V3P | 200 | 500 | 20 | RBT43 500V 200A | [16 empty] | NO | YES | NO | 0 | 0 | NO | NO | 2 | [5 empty] | 172047 | 1108919
926632 | SYS-RBT43012-(20~500)V/250V-200/100A-100KW-4CH-200KW(PM)-(440~520)V3P/(200~240)V1P-V1.0 | RBT4 | 4 | 480V3P | 200 | 500 | 20 | RBT43 500V 200A | [16 empty] | NO | YES | YES | 0 | 0 | NO | NO | 2 | [5 empty] | 140840 | 1108920
926634 | SYS-RBT43012-(20~500)V/250V-200/100A-100KW-4CH-250KW(PM)-(440~520)V3P/(200~240)V1P-V1.0 | RBT4 | 4 | 480V3P | 200 | 500 | 20 | RBT43 500V 200A | [16 empty] | NO | YES | YES | 0 | 0 | NO | NO | 2 | [5 empty] | 164567 | 1108921
926636 | SYS-RBT43012-(20~500)V/250V-200/100A-100KW-4CH-300KW(PM)-(440~520)V3P/(200~240)V1P-V1.0 | RBT4 | 4 | 480V3P | 200 | 500 | 20 | RBT43 500V 200A | [16 empty] | NO | YES | YES | 0 | 0 | NO | NO | 2 | [5 empty] | 182607 | 1109075
926638 | SYS-RBT43012-(20~500)V/250V-200/100A-100KW-4CH-350KW(PM)-(440~520)V3P/(200~240)V1P-V1.0 | RBT4 | 4 | 480V3P | 200 | 500 | 20 | RBT43 500V 200A | [16 empty] | NO | YES | YES | 0 | 0 | NO | NO | 2 | [5 empty] | 206534 | 1108922
926640 | SYS-RBT43012-(20~500)V/250V-200/100A-100KW-4CH-400KW-(440~520)V3P/(200~240)V1P-V1.0 | RBT4 | 4 | 480V3P | 200 | 500 | 20 | RBT43 500V 200A | [16 empty] | NO | YES | NO | 0 | 0 | NO | NO | 2 | [5 empty] | 224574 | 1108970
926642 | SYS-RBT44012-(30~600)V/300V-150/75A-90KW-1CH-90KW-(440~520)V3P/(200~240)V1P-V1.0 | RBT4 | 1 | 480V3P | 150 | 600 | 30 | RBT43 600V 150A | [16 empty] | NO | YES | NO | 0 | 0 | NO | NO | 2 | [5 empty] | 68240 | 1108971
926644 | SYS-RBT44012-(30~600)V/300V-150/75A-90KW-2CH-100KW(PM)-(440~520)V3P/(200~240)V1P-V1.0 | RBT4 | 2 | 480V3P | 150 | 600 | 30 | RBT43 600V 150A | [16 empty] | NO | YES | YES | 0 | 0 | NO | NO | 2 | [5 empty] | 78800 | 1108923
926646 | SYS-RBT44012-(30~600)V/300V-150/75A-90KW-2CH-150KW(PM)-(440~520)V3P/(200~240)V1P-V1.0 | RBT4 | 2 | 480V3P | 150 | 600 | 30 | RBT43 600V 150A | [16 empty] | NO | YES | YES | 0 | 0 | NO | NO | 2 | [5 empty] | 98687 | 1108924
926648 | SYS-RBT44012-(30~600)V/300V-150/75A-90KW-2CH-180KW-(440~520)V3P/(200~240)V1P-V1.0 | RBT4 | 2 | 480V3P | 150 | 600 | 30 | RBT43 600V 150A | [16 empty] | NO | YES | NO | 0 | 0 | NO | NO | 2 | [5 empty] | 119720 | 1108972
926650 | SYS-RBT44012-(30~600)V/300V-150/75A-90KW-3CH-150KW(PM)-(440~520)V3P/(200~240)V1P-V1.0 | RBT4 | 3 | 480V3P | 150 | 600 | 30 | RBT43 600V 150A | [16 empty] | NO | YES | YES | 0 | 0 | NO | NO | 2 | [5 empty] | 109247 | 1108973
926652 | SYS-RBT44012-(30~600)V/300V-150/75A-90KW-3CH-200KW(PM)-(440~520)V3P/(200~240)V1P-V1.0 | RBT4 | 3 | 480V3P | 150 | 600 | 30 | RBT43 600V 150A | [16 empty] | NO | YES | YES | 0 | 0 | NO | NO | 2 | [5 empty] | 130280 | 1108974
926654 | SYS-RBT44012-(30~600)V/300V-150/75A-90KW-3CH-250KW(PM)-(440~520)V3P/(200~240)V1P-V1.0 | RBT4 | 3 | 480V3P | 150 | 600 | 30 | RBT43 600V 150A | [16 empty] | NO | YES | YES | 0 | 0 | NO | NO | 2 | [5 empty] | 154007 | 1108925
926656 | SYS-RBT44012-(30~600)V/300V-150/75A-90KW-3CH-270KW-(440~520)V3P/(200~240)V1P-V1.0 | RBT4 | 3 | 480V3P | 150 | 600 | 30 | RBT43 600V 150A | [16 empty] | NO | YES | NO | 0 | 0 | NO | NO | 2 | [5 empty] | 170347 | 1109076
926658 | SYS-RBT44012-(30~600)V/300V-150/75A-90KW-4CH-200KW(PM)-(440~520)V3P/(200~240)V1P-V1.0 | RBT4 | 4 | 480V3P | 150 | 600 | 30 | RBT43 600V 150A | [16 empty] | NO | YES | YES | 0 | 0 | NO | NO | 2 | [5 empty] | 140840 | 1108926
926660 | SYS-RBT44012-(30~600)V/300V-150/75A-90KW-4CH-250KW(PM)-(440~520)V3P/(200~240)V1P-V1.0 | RBT4 | 4 | 480V3P | 150 | 600 | 30 | RBT43 600V 150A | [16 empty] | NO | YES | YES | 0 | 0 | NO | NO | 2 | [5 empty] | 164567 | 1108975
926662 | SYS-RBT44012-(30~600)V/300V-150/75A-90KW-4CH-300KW(PM)-(440~520)V3P/(200~240)V1P-V1.0 | RBT4 | 4 | 480V3P | 150 | 600 | 30 | RBT43 600V 150A | [16 empty] | NO | YES | YES | 0 | 0 | NO | NO | 2 | [5 empty] | 182607 | 1108927
926664 | SYS-RBT44012-(30~600)V/300V-150/75A-90KW-4CH-360KW-(440~520)V3P/(200~240)V1P-V1.0 | RBT4 | 4 | 480V3P | 150 | 600 | 30 | RBT43 600V 150A | [16 empty] | NO | YES | NO | 0 | 0 | NO | NO | 2 | [5 empty] | 206534 | 1108928
926666 | SYS-RBT44012-(30~700)V/350V-150/75A-100KW-1CH-100KW-(440~520)V3P/(200~240)V1P-V1.0 | RBT4 | 1 | 480V3P | 150 | 700 | 30 | RBT43 700V 150A | [16 empty] | NO | YES | NO | 0 | 0 | NO | NO | 2 | [5 empty] | 68240 | 1109077
926668 | SYS-RBT44012-(30~700)V/350V-150/75A-100KW-2CH-100KW(PM)-(440~520)V3P/(200~240)V1P-V1.0 | RBT4 | 2 | 480V3P | 150 | 700 | 30 | RBT43 700V 150A | [16 empty] | NO | YES | YES | 0 | 0 | NO | NO | 2 | [5 empty] | 78800 | 1108976
926670 | SYS-RBT44012-(30~700)V/350V-150/75A-100KW-2CH-150KW(PM)-(440~520)V3P/(200~240)V1P-V1.0 | RBT4 | 2 | 480V3P | 150 | 700 | 30 | RBT43 700V 150A | [16 empty] | NO | YES | YES | 0 | 0 | NO | NO | 2 | [5 empty] | 98687 | 1108929
926672 | SYS-RBT44012-(30~700)V/350V-150/75A-100KW-2CH-200KW-(440~520)V3P/(200~240)V1P-V1.0 | RBT4 | 2 | 480V3P | 150 | 700 | 30 | RBT43 700V 150A | [16 empty] | NO | YES | NO | 0 | 0 | NO | NO | 2 | [5 empty] | 119720 | 1108930
926674 | SYS-RBT44012-(30~700)V/350V-150/75A-100KW-3CH-150KW(PM)-(440~520)V3P/(200~240)V1P-V1.0 | RBT4 | 3 | 480V3P | 150 | 700 | 30 | RBT43 700V 150A | [16 empty] | NO | YES | YES | 0 | 0 | NO | NO | 2 | [5 empty] | 109247 | 1108931
926676 | SYS-RBT44012-(30~700)V/350V-150/75A-100KW-3CH-200KW(PM)-(440~520)V3P/(200~240)V1P-V1.0 | RBT4 | 3 | 480V3P | 150 | 700 | 30 | RBT43 700V 150A | [16 empty] | NO | YES | YES | 0 | 0 | NO | NO | 2 | [5 empty] | 130280 | 1109157
926678 | SYS-RBT44012-(30~700)V/350V-150/75A-100KW-3CH-250KW(PM)-(440~520)V3P/(200~240)V1P-V1.0 | RBT4 | 3 | 480V3P | 150 | 700 | 30 | RBT43 700V 150A | [16 empty] | NO | YES | YES | 0 | 0 | NO | NO | 2 | [5 empty] | 154007 | 1108932
926738 | SYS-RBT44012-(30~700)V/350V-150/75A-100KW-3CH-300KW-(440~520)V3P/(200~240)V1P-V1.0 | RBT4 | 3 | 480V3P | 150 | 700 | 30 | RBT43 700V 150A | [16 empty] | NO | YES | NO | 0 | 0 | NO | NO | 2 | [5 empty] | 172047 | 1120061
926740 | SYS-RBT44012-(30~700)V/350V-150/75A-100KW-4CH-200KW(PM)-(440~520)V3P/(200~240)V1P-V1.0 | RBT4 | 4 | 480V3P | 150 | 700 | 30 | RBT43 700V 150A | [16 empty] | NO | YES | YES | 0 | 0 | NO | NO | 2 | [5 empty] | 140840 | 1120062
926742 | SYS-RBT44012-(30~700)V/350V-150/75A-100KW-4CH-250KW(PM)-(440~520)V3P/(200~240)V1P-V1.0 | RBT4 | 4 | 480V3P | 150 | 700 | 30 | RBT43 700V 150A | [16 empty] | NO | YES | YES | 0 | 0 | NO | NO | 2 | [5 empty] | 164567 | 1120063
926744 | SYS-RBT44012-(30~700)V/350V-150/75A-100KW-4CH-300KW(PM)-(440~520)V3P/(200~240)V1P-V1.0 | RBT4 | 4 | 480V3P | 150 | 700 | 30 | RBT43 700V 150A | [16 empty] | NO | YES | YES | 0 | 0 | NO | NO | 2 | [5 empty] | 182607 | 1120064
926746 | SYS-RBT44012-(30~700)V/350V-150/75A-100KW-4CH-350KW(PM)-(440~520)V3P/(200~240)V1P-V1.0 | RBT4 | 4 | 480V3P | 150 | 700 | 30 | RBT43 700V 150A | [16 empty] | NO | YES | YES | 0 | 0 | NO | NO | 2 | [5 empty] | 206534 | 1120065
926748 | SYS-RBT44012-(30~700)V/350V-150/75A-100KW-4CH-400KW-(440~520)V3P/(200~240)V1P-V1.0 | RBT4 | 4 | 480V3P | 150 | 700 | 30 | RBT43 700V 150A | [16 empty] | NO | YES | NO | 0 | 0 | NO | NO | 2 | [5 empty] | 224574 | 1120066
926750 | SYS-RBT45012-(40~1000)V/500V-100/50A-100KW-1CH-100KW-(440~520)V3P/(200~240)V1P-V1.0 | RBT4 | 1 | 480V3P | 100 | 1000 | 40 | RBT43 1000V 100A | [16 empty] | NO | YES | NO | 0 | 0 | NO | NO | 2 | [5 empty] | 68240 | 1120067
926752 | SYS-RBT45012-(40~1000)V/500V-100/50A-100KW-2CH-200KW-(440~520)V3P/(200~240)V1P-V1.0 | RBT4 | 2 | 480V3P | 100 | 1000 | 40 | RBT43 1000V 100A | [16 empty] | NO | YES | NO | 0 | 0 | NO | NO | 2 | [5 empty] | 119720 | 1120068
926754 | SYS-RBT45012-(40~1000)V/500V-100/50A-100KW-3CH-300KW-(440~520)V3P/(200~240)V1P-V1.0 | RBT4 | 3 | 480V3P | 100 | 1000 | 40 | RBT43 1000V 100A | [16 empty] | NO | YES | NO | 0 | 0 | NO | NO | 2 | [5 empty] | 172047 | 1120069
926756 | SYS-RBT45012-(40~1000)V/500V-100/50A-100KW-4CH-400KW-(440~520)V3P/(200~240)V1P-V1.0 | RBT4 | 4 | 480V3P | 100 | 1000 | 40 | RBT43 1000V 100A | [16 empty] | NO | YES | NO | 0 | 0 | NO | NO | 2 | [5 empty] | 224574 | 1120070
926758 | SYS-RBT46012-(60~1400)V/700V-150A-100KW-1CH-100KW-(440~520)V3P/(200~240)V1P-V1.0 | RBT4 | 1 | 480V3P | 150 | 1400 | 60 | RBT43 1400V 150A | [16 empty] | NO | YES | NO | 0 | 0 | NO | NO | 1 | [5 empty] | 78800 | 1120071
926760 | SYS-RBT46012-(60~1400)V/700V-150A-200KW-1CH-200KW-(440~520)V3P/(200~240)V1P-V1.0 | RBT4 | 1 | 480V3P | 150 | 1400 | 60 | RBT43 1400V 150A | [16 empty] | NO | YES | NO | 0 | 0 | NO | NO | 1 | [5 empty] | 119720 | 1120072
926762 | SYS-RBT46012-(60~1400)V/700V-150A-100KW-2CH-200KW-(440~520)V3P/(200~240)V1P-V1.0 | RBT4 | 2 | 480V3P | 150 | 1400 | 60 | RBT43 1400V 150A | [16 empty] | NO | YES | NO | 0 | 0 | NO | NO | 1 | [5 empty] | 140840 | 1120073
926764 | SYS-RBT46012-(60~1400)V/700V-150A-200KW-2CH-400KW-(440~520)V3P/(200~240)V1P-V1.0 | RBT4 | 2 | 480V3P | 150 | 1400 | 60 | RBT43 1400V 150A | [16 empty] | NO | YES | NO | 0 | 0 | NO | NO | 1 | [5 empty] | 224574 | 1120074

## Tray
PN | Name | Type | CH | I1/Imax (A) | V1/Vmax (V) | System/Module Mode | Sub Mode | Battery Type | Battery Size | Battery_Connector_I_Name | Battery_Connector_V_Name | Battery_Connector_I_PN | Battery_Connector_V_PN | Battery_Connector_I_Qty | Battery_Connector_V_Qty | Aux_Connector_T_Name | Aux_Connector_V_Name | Aux_Connector_T_Qty | Aux_Connector_V_Qty | Aux_Connector_T_PN | Aux_Connector_V_PN | Price | Internal | Internal.1
121814 | Accessory-Battery Holder-30mm coin cell | Battery Holder | 1 | 0 |  | Holder | Coin | Coin | 30mm | 4P5.08PHNX-M |  | 305834 |  | 1 | [7 empty] | 15 | 23378 | 23378
121822 | Accessory-Battery Holder-23mm coin cell | Battery Holder | 1 | 0 |  | Holder | Coin | Coin | 23mm | 4P5.08PHNX-M |  | 305834 |  | 1 | [7 empty] | 15 | 23379 | 23379
121830 | Accessory-Battery Holder-16mm coin cell | Battery Holder | 1 | 0 |  | Holder | Coin | Coin | 16mm | 4P5.08PHNX-M |  | 305834 |  | 1 | [7 empty] | 15 | 23380 | 23380
405788 | Accessory-Battery Holder-20mm coin cell | Battery Holder | 1 | 0 |  | Holder | Coin | Coin | 20mm | 4P5.08PHNX-M |  | 305834 |  | 1 | [7 empty] | 17 | 272966 | 272966
409712 | Accessory-Battery Holder-300A Pouch cell | Battery Holder | 1 | 300 |  | Holder | Pouch | Pouch |  | Lug | Ring | 304826 | 305114 | 2 | 2 | [6 empty] | 612 | 271862 | 271862
409714 | Accessory-Battery Holder-Universal coin cell | Battery Holder |  | 0 |  | Holder | Coin | Universal |  | 4P5.08PHNX-M |  | 305834 |  | 1 | [7 empty] | 17 | 822268 | 822268
409716 | Accessory-Battery Tray Holder-Universal coin cell-8CH | Battery Holder | 8 | 0 |  | Holder | Coin | Universal |  | 4P5.08PHNX-M |  | 305834 |  | 8 | [7 empty] | 210 | 282700 | 282700
409722 | Accessory-Battery Holder-10A Universal Cylindrical cell | Battery Holder | 1 | 10 |  | Holder | Cylindrical | Universal |  | 4P5.08PHNX-F |  | 306170 |  | 1 | [7 empty] | 240 | 282600 | 282600
409724 | Accessory-Battery Holder-30A Universal Cylindrical cell | Battery Holder | 1 | 30 |  | Holder | Cylindrical | Universal |  | 2P10.16PHNX-F | 2P5.08PHNX-F | 388066 | 306130 | 1 | 1 | [6 empty] | 263 | 282400 | 282400
409726 | Accessory-Battery Holder-60A Universal Cylindrical cell | Battery Holder | 1 | 60 |  | Holder | Cylindrical | Universal |  | 2P10.16PHNX-F | 2P5.08PHNX-F | 388066 | 306130 | 1 | 1 | [6 empty] | 306 | 282500 | 282500
413820 | MZTC Battery Tray Holder-5A coin cell-2CH | MZTC-7" | 2 | 5 |  | MZTC Holder/All-in-one Tray | MZTC Holder/All-in-one Tray | Coin |  | 4P5.08PHNX-F |  | 306170 | [9 empty] | 151 | 385446 | 385446
413822 | MZTC Battery Tray Holder-5A coin cell-4CH | MZTC-7" | 4 | 5 |  | MZTC Holder | MZTC Holder | Coin |  | 4P5.08PHNX-F |  | 194922 | [9 empty] | 151 | 385447 | 385447
413828 | MZTC Battery Tray Holder-10A Universal cell-2CH | MZTC-7" | 2 | 10 |  | MZTC Holder | MZTC Holder | Universal |  | 4P5.08PHNX-F |  | 306170 | [9 empty] | 154 | 380301 | 380301
413832 | MZTC Battery Tray Holder-30A Cylindrical cell-1CH | MZTC-7" | 1 | 30 |  | MZTC Holder | MZTC Holder | Cylindrical |  | 2P10.16PHNX-F | 2P5.08PHNX-F |  |  | 1 | 1 | 2P3.81PHNX-F |  | 1 |  |  |  | 141.1 | 385451 | 385451
414148 | Accessory-Battery Holder-10A Pouch cell-8Inch | Battery Holder | 1 | 10 |  | Holder | Pouch | Pouch | 8Inch | 4P5.08PHNX-F |  | 306170 |  | 1 | [7 empty] | 50 | 393398 | 393398
414150 | Accessory-Battery Holder-60A Pouch cell-8Inch | Battery Holder | 1 | 60 |  | Holder | Pouch | Pouch | 8Inch | 2P10.16PHNX-F | 2P5.08PHNX-F | 388066 | 306130 | 1 | 1 | [6 empty] | 155 | 393399 | 393399
414162 | Accessory-Battery Tray Holder-10A 18/21_Cylindrical cell-8CH | Battery Holder | 8 | 10 |  | Holder | Cylindrical | Cylindrical | 18650/21700 | 4P5.08PHNX-F |  | 306170 |  | 8 | [7 empty] | 751 | 395536 | 395536
414164 | Accessory-Battery Tray Holder-30A 18/21_Cylindrical cell-8CH | Battery Holder | 8 | 30 |  | Holder | Cylindrical | Cylindrical | 18650/21700 | 2P10.16PHNX-F | 2P5.08PHNX-F | 388066 | 306130 | 8 | 8 | [6 empty] | 936 | 395538 | 395538
414166 | Accessory-Battery Tray Holder-60A 18/21_Cylindrical cell-8CH | Battery Holder | 8 | 60 |  | Holder | Cylindrical | Cylindrical | 18650/21700 | 2P10.16PHNX-F | 2P5.08PHNX-F | 388066 | 306130 | 8 | 8 | [6 empty] | 1310 | 395540 | 395540
414168 | Accessory-Battery Tray Holder-10A Pouch cell-4CH | Battery Holder | 4 | 10 |  | Holder | Pouch | Pouch |  | 4P5.08PHNX-F |  | 306170 |  | 4 | [7 empty] | 361 | 395544 | 395544
414170 | Accessory-Battery Tray Holder-60A Pouch cell-4CH | Battery Holder | 4 | 60 |  | Holder | Pouch | Pouch |  | 2P10.16PHNX-F | 2P5.08PHNX-F | 388066 | 306130 | [8 empty] | 937 | 395549 | 395549
418054 | Accessory-Battery Holder for MZTC Tray-10A Pouch cell-three poles-6Inch | MZTC (這不是Tray?) | 1 | 10 |  | MZTC Holder | MZTC Holder | Pouch | 6Inch | [12 empty] | 49 | 425704 | 425704
418630 | Accessory-Battery Holder for MZTC Tray-60A Pouch cell-3Inch-VB | MZTC | 1 | 60 |  | MZTC Holder | MZTC Holder | Pouch | 3Inch | [12 empty] | 113 | 465778 | 465778
418902 | MZTC Battery Tray Holder-60A Universal cells-1CH-VB | MZTC-7" | 1 | 60 |  | MZTC Holder | MZTC Holder | Universal |  | 2P10.16PHNX-F | 2P5.08PHNX-F | 388066 | 306130 | 1 | 1 | [6 empty] | 173 | 465679 | 465679
425848 | Battery Tray-Universal cell-insulation-W17.5D12H1-BK | Battery Holder | 1 | 0 |  | Holder | Universal | Universal | [13 empty] | 260 | 485238 | 485238
431550 | MZTC Battery Holder-10A Universal cell-three poles-2CH-for MTC-VB | MZTC-7" | 2 | 10 |  | MZTC Holder | MZTC Holder | Universal |  | 6P5.08PHNX-F | 2P3.81PHNX-F |  |  | 2 | 2 | [6 empty] | 173 | 572487 | 572487
432560 | MZTC Battery Holder-5A coin cell-4CH-for MZTC_D10" | MZTC-10" | 4 | 5 |  | MZTC Holder | MZTC Holder | Coin |  | 16P3.81PHNX-F |  |  |  | 1 | [7 empty] | 164 | 657798 | 657798
432570 | MZTC Battery Holder-10A Universal cell-three poles-2CH-for MZTC_D10" | MZTC-10" | 2 | 10 |  | MZTC Holder | MZTC Holder | Universal | [13 empty] | 180 | 657696 | 657696
432636 | Battery Holder-Cylindrical cell-1CH-200A-W3D13H4-VB | Battery Holder | 1 | 200 |  | Holder | Cylindrical | Cylindrical |  | Lug | Ring | 304826 | 305114 | 2 | 2 | [6 empty] | 343 | 662900 | 662900
433028 | MZTC Battery Tray Holder-10A Cylindrical cell-2CH-for MZTC-VC | MZTC-7" | 2 | 10 |  | MZTC Holder | MZTC Holder | Cylindrical |  | 4P5.08PHNX-F |  | 306170 |  | 2 |  | 2P3.81PHNX-F |  | 2 |  |  |  | 247 | 702525 | 702525
433030 | MZTC Battery Tray Holder-30A Cylindrical cell-1CH-for MZTC-VC | MZTC-7" | 1 | 30 |  | MZTC Holder | MZTC Holder | Cylindrical |  | 2P10.16PHNX-F | 2P5.08PHNX-F | 388066 | 306130 | 1 | 1 | 2P3.81PHNX-F |  | 1 |  |  |  | 205 | 702526 | 702526
433032 | MZTC Battery Tray Holder-60A Cylindrical cell-1CH-for MZTC-VC | MZTC-7" | 1 | 60 |  | MZTC Holder | MZTC Holder | Cylindrical |  | 2P10.16PHNX-F | 2P5.08PHNX-F | 388066 | 306130 | 1 | 1 | 2P3.81PHNX-F |  | 1 |  |  |  | 224 | 702527 | 702527
433038 | MZTC Battery Holder-5A coin cell-2CH-for MZTC_D10" | MZTC-10" | 2 | 5 |  | MZTC Holder | MZTC Holder | Coin |  | 4P5.08PHNX-F |  | 306170 |  | 2 |  | 2P3.81PHNX-F |  | 2 |  |  |  | 164 | 711535 | 711535
433040 | MZTC Battery Tray Holder-10A Cylindrical cell-2CH-for MZTC_10" | MZTC-10" | 2 | 10 |  | MZTC Holder | MZTC Holder | Cylindrical |  | 4P5.08PHNX-F |  | 306170 |  | 2 |  | 2P3.81PHNX-F |  | 2 |  |  |  | 267 | 711436 | 711436
433042 | MZTC Battery Tray Holder-30A Cylindrical cell-1CH-for MZTC_D10" | MZTC-10" | 1 | 30 |  | MZTC Holder | MZTC Holder | Cylindrical |  | 2P10.16PHNX-F | 2P5.08PHNX-F | 388066 | 306130 | 1 | 1 | 2P3.81PHNX-F |  | 1 |  |  |  | 255 | 711437 | 711437
433044 | MZTC Battery Tray Holder-60A Cylindrical cell-1CH-for MZTC_D10" | MZTC-10" | 1 | 60 |  | MZTC Holder | MZTC Holder | Cylindrical |  | 2P10.16PHNX-F | 2P5.08PHNX-F | 388066 | 306130 | 1 | 1 | 2P3.81PHNX-F |  | 1 |  |  |  | 273 | 711336 | 711336
433046 | MZTC Battery Tray Holder-10A Universal cell-2CH-for D10" | MZTC-10" | 2 | 10 |  | MZTC Holder | MZTC Holder | Universal |  | 4P5.08PHNX-F |  | 306170 |  | 2 |  | 2P3.81PHNX-F |  | 2 |  |  |  | 167 | 711337 | 711337
433048 | MZTC Battery Tray Holder-60A Universal cells-1CH-for D10" | MZTC-10" | 1 | 60 |  | MZTC Holder | MZTC Holder | Universal |  | 2P10.16PHNX-F | 2P5.08PHNX-F | 388066 | 306130 | 1 | 1 | 2P3.81PHNX-F |  | 1 |  |  |  | 180 | 711438 | 711438
447050 | MZTC Battery Tray Holder-1CH-60A-Cylindrical cell tabs on same side-for MZTC8 | MZTC-10" | 1 | 60 |  | MZTC Holder | MZTC Holder | Cylindrical |  | 2P10.16PHNX-F | 2P5.08PHNX-F | 388066 | 306130 | 1 | 1 | 2P3.81PHNX-F |  | 1 |  |  |  | 747 | 763374 | 763374
454408 | MZTC Battery Holder-8CH-5A-Coin cell-for MZTC8_D10-V1.0 | MZTC-10" | 8 | 5 |  | MZTC Holder | MZTC Holder | Coin |  | 16P3.81PHNX-F |  |  |  | 2 |  | 8P3.81PHNX-F |  | 2 |  |  |  | 220 | 968685 | 968685
454596 | Prismatic battery holder-1CH-300A | Battery Holder | 1 | 300 |  | Holder | Prismatic | Prismatic |  | Lug | Ring |  |  | 2 | 2 | [6 empty] | 1200 | 902747 | 902747
454598 | Prismatic cell holder-1CH-300A-H300mm | Battery Holder | 1 | 300 |  | Holder | Prismatic | Prismatic |  | Lug | Ring |  |  | 2 | 2 | [6 empty] | 1400 | 909356 | 909356
455048 | MZOR Battery Tray Assembly-5A-coin cell-8CH | MZOR | 8 | 5 |  | MZOR | MZOR Battery Tray | Coin | [13 empty] | 233 | 970487 | 970487
455050 | MZOR Battery Tray Assembly-10A-Cylindrical cell-4CH | MZOR | 4 | 10 |  | MZOR | MZOR Battery Tray | Cylindrical | [13 empty] | 433 | 970488 | 970488
455054 | MZOR Battery Tray Assembly-30A-Cylindrical cell-4CH | MZOR | 4 | 30 |  | MZOR | MZOR Battery Tray | Cylindrical | [13 empty] | 566 | 970386 | 970386
455056 | MZOR Battery Tray Assembly-60A-Cylindrical cell-2CH | MZOR | 2 | 60 |  | MZOR | MZOR Battery Tray | Cylindrical | [13 empty] | 480 | 970387 | 970387
455058 | MZOR Battery Tray Assembly-200A-Cylindrical cell-1CH | MZOR | 1 | 200 |  | MZOR | MZOR Battery Tray | Cylindrical | 18650/21700 | [12 empty] | 500 | 970287 | 970287
455060 | MZOR Battery Tray Assembly-10A Universal cell-4CH | MZOR | 4 | 10 |  | MZOR | MZOR Battery Tray | Universal |  |  | need additional PN | [10 empty] | 200 | 970388 | 970388
455064 | MZOR Battery Tray Assembly-60A Universal cells-2CH | MZOR | 2 | 60 |  | MZOR | MZOR Battery Tray | Universal |  |  | need additional PN | [10 empty] | 253 | 970389 | 970389
455110 | MZOR Battery Tray Assembly-60A Cylindrical cell tabs on same side-2CH | MZOR | 2 | 60 |  | MZOR | MZOR Battery Tray | Cylindrical | [13 empty] | 533.33 | 970286 | 970286
465536 | Battery Tray Holder-16A Cylindrical cell-2CH-for D7" MZTC | MZTC-7" | 2 | 16 |  | MZTC Holder | MZTC Holder | Cylindrical |  | 4P5.08PHNX-F-16A |  | 306170 |  | 2 |  | 2P3.81PHNX-F |  | 1 |  |  |  | 260 | 966785 | 966785
465678 | Battery Tray Holder-16A Cylindrical cell-2CH-for D10" MZTC | MZTC-10" | 2 | 16 |  | MZTC Holder | MZTC Holder | Cylindrical |  | 4P5.08PHNX-F-16A |  | 306170 |  | 2 |  | 2P3.81PHNX-F |  | 1 |  |  |  | 329 | 983588 | 983588
466154 | Battery Tray Holder-10A Cylindrical cell-8CH-for MZTC_D7" to LBT21084 | All in one Tray | 8 | 10 |  | All-in-one Tray | All-in-one Tray | Cylindrical | [13 empty] | 566.67 | 1032213 | 1032213
466156 | Battery Tray Holder-10A Cylindrical cell-8CH-for MZTC_D7" to PDBT | All in one Tray | 8 | 10 |  | All-in-one Tray | All-in-one Tray | Coin | [13 empty] | 566.67 | 1032313 | 1032313
466188 | Battery Tray Holder-5A coin cell-8CH-for MZTC_D7" to LBT21084 | All in one Tray | 8 | 5 |  | All-in-one Tray | All-in-one Tray | Coin | [13 empty] | 433.33 | 1032314 | 1032314
466190 | Battery Tray Holder-5A coin cell-8CH-for MZTC_D7" to PDBT | All in one Tray | 8 | 5 |  | All-in-one Tray | All-in-one Tray | Coin | [13 empty] | 433.33 | 1032413 | 1032413
466342 | MZOR Battery Tray Assembly-200A-46xx Cylindrical cell tabs on same side-1CH | MZOR | 1 | 200 |  | MZOR | MZOR Battery Tray | Cylindrical | 46xx | [12 empty] | 533.33 | 1018897 | 1018897
469966 | Battery Tray Holder-40A Universal-2CH-for MZTC_D7" to LBT21084 | All in one Tray | 8 | 40 |  | All-in-one Tray | All-in-one Tray | Universal | [13 empty] | 466.67 | 1035015 | 1035015
469968 | Battery Tray Holder-20A Universal-4CH-for MZTC_D7" to LBT21084 | All in one Tray | 8 | 20 |  | All-in-one Tray | All-in-one Tray | Universal | [13 empty] | 466.67 | 1034915 | 1034915
471276 | Battery Holder-1CH-200A-4695-tabs on same side-TEC | SBTR | 1 | 200 |  | SBTR | SBTR Assembly | Cylindrical | 4695 | [12 empty] | 566 | 1094730 | 1094730
471278 | Battery Holder-1CH-200A-4680-tabs on opposite side-TEC | SBTR | 1 | 200 |  | SBTR | SBTR Assembly | Cylindrical | 4680 | [12 empty] | 566 | 1094731 | 1094731
471280 | Battery Holder-2CH-50A-18650-TEC | SBTR | 1 | 50 |  | SBTR | SBTR Assembly | Cylindrical | 18650 | [12 empty] | 433 | 1094732 | 1094732
471282 | Battery Holder-2CH-50A-21700-TEC | SBTR | 1 | 50 |  | SBTR | SBTR Assembly | Cylindrical | 21700 | [12 empty] | 433 | 1094733 | 1094733
471284 | SBTR Assembly-2CH-30A-18650-TEC | SBTR | 2 | 30 |  | SBTR | SBTR Assembly | Cylindrical | 18650 | [12 empty] | 786 | 1094734 | 1094734
471286 | SBTR Assembly-2CH-30A-21700-TEC | SBTR | 2 | 30 |  | SBTR | SBTR Assembly | Cylindrical | 21700 | [12 empty] | 786 | 1094735 | 1094735
925718 | Battery Tray-84CH-21P4S-18650 cell-(for system PN 925714) | Formation | 84 | 5 | 5 | Formation | Formation | Cylindrical | 18650 | [12 empty] | 10035 | 1043623 | 1043623
926128 | Battery Tray-84CH-21P4S-2170 cell-(for system PN 925714) | Formation | 84 | 5 | 5 | Formation | Formation | Cylindrical | 21700 | [12 empty] | 10035 | 1072471 | 1072471